## GIVD Ver. 2026 Change Summary
Global InVitro Diagnostic (GIVD) Classification - Version 2026
GIVD Classification - Version 2026
GIVD Product Classification - 2026 Modifications, Additions and Deletions
Summary of Changes 2026 versus 2025
Deleted code
Modified description and / or GIVD Code
New GIVD code and / or New Parameter, Sub-group, or Group
GIVD Classification
GIVD |  |  |  | CLASSIF.
|  |  |  | 1 |  | REAGENTS
12 |  |  |  | 12 |  | IMMUNOCHEMISTRY (IMMUNOLOGY)
12 | 10 |  |  | 12.10 |  | Auto-Immune Diseases
12 | 10 | 01 |  | 12.10.01 |  | Autoimmune Connective Tissue Diseases
12 | 10 | 01 | 01 | 12.10.01.01 |  | ANA Screening (including Multiplex / Multianalytes testing) |  | Modified description
12 | 10 | 01 | 02 | 12.10.01.02 |  | ENA Screening (including Multiplex / Multianalytes testing) |  | Modified description
12 | 70 |  |  | 12.70 |  | Immunochemistry- Rapid Tests & Point of Care
12 | 70 | 05 |  | 12.70.05 |  | Fertility / Pregnancy RT & POC
12 | 70 | 05 | 05 | 12.70.05.05 |  | bHCG - RT & POC | bHCG | New
12 | 70 | 06 |  | 12.70.06 |  | Individual and Specified Hormones/Proteins RT & POC
12 | 70 | 06 | 03 | 12.70.06.03 |  | Procalcitonin (PCT) RT & POC, nonRT/nonPOC ==> in subgroup 12.06.90 | PCT | New
12 | 80 |  |  | 12.80 |  | Immunochemistry – Clinical Mass Spectrometry |  | New
12 | 80 | 01 |  | 12.80.01 |  | Steroids - Mass Spectrometry (LC-MS/MS) |  | New
12 | 80 | 01 | 60 | 12.80.01.60 |  | Single-parameter Steroids - Mass Spectrometry (LC-MS/MS) |  | New
12 | 80 | 01 | 80 | 12.80.01.80 |  | Multi-parameter Steroids - Mass Spectrometry (LC-MS/MS) |  | New
TOTAL 12.80.01
12 | 80 | 02 |  | 12.80.02 |  | Biogenic Amines - Mass Spectrometry (LC-MS/MS) |  | New
12 | 80 | 02 | 60 | 12.80.02.60 |  | Single-parameter Biogenic Amines - Mass Spectrometry (LC-MS/MS) |  | New
12 | 80 | 02 | 80 | 12.80.02.80 |  | Multi-parameter Biogenic Amines - Mass Spectrometry (LC-MS/MS) |  | New
TOTAL 12.80.02
12 | 80 | 08 |  | 12.80.08 |  | Therapeutic Drug Monitoring - Mass Spectrometry (LC-MS/MS) |  | New
12 | 80 | 08 | 60 | 12.80.08.60 |  | Single-parameter Therapeutic Drug Monitoring - Mass Spectrometry (LC-MS/MS) |  | New
12 | 80 | 08 | 80 | 12.80.08.80 |  | Multi-parameter Therapeutic Drug Monitoring - Mass Spectrometry (LC-MS/MS) |  | New
TOTAL 12.80.08
12 | 80 | 09 |  | 12.80.09 |  | Drugs of Abuse / Toxicology - Mass Spectrometry (LC-MS/MS) |  | New
12 | 80 | 09 | 60 | 12.80.09.60 |  | Single-parameter Drugs of Abuse / Toxicology - Mass Spectrometry (LC-MS/MS) |  | New
12 | 80 | 09 | 80 | 12.80.09.80 |  | Multi-parameter Drugs of Abuse / Toxicology - Mass Spectrometry (LC-MS/MS) |  | New
TOTAL 12.80.09
12 | 80 | 50 |  | 12.80.50 |  | Controls, Standards and Calibrators - Immunochemistry – Mass Spectrometry (LC-MS/MS) |  | New
12 | 80 | 50 | 01 | 12.80.50.01 |  | Single-parameter Controls - Immunochemistry – Mass Spectrometry (LC-MS/MS) |  | New
12 | 80 | 50 | 02 | 12.80.50.02 |  | Multi-parameter Controls - Immunochemistry – Mass Spectrometry (LC-MS/MS) |  | New
12 | 80 | 50 | 03 | 12.80.50.03 |  | Standards and Calibrators - Immunochemistry – Mass Spectrometry (LC-MS/MS) |  | New
TOTAL 12.80.50
12 | 80 | 90 |  | 12.80.90 |  | Other Immunochemistry Reagents - Mass Spectrometry (LC-MS/MS) |  | New
12 | 80 | 90 | 60 | 12.80.90.60 |  | Other Single-parameter Immunochemistry Reagents - Mass Spectrometry (LC-MS/MS) |  | New
12 | 80 | 90 | 80 | 12.80.90.80 |  | Other Multi-parameter Immunochemistry Reagents - Mass Spectrometry (LC-MS/MS) |  | New
TOTAL 12.80.90
TOTAL 12.80
14 |  |  |  | 14 |  | MICROBIOLOGY (CULTURE)
14 | 02 |  |  | 14.02 |  | Bacteriology - Identification & Susceptibility Testing
14 | 02 | 40 |  | 14.02.40 |  | Nucleic Acid Identification (Bacteriology)
14 | 02 | 40 | 07 | 14.02.40.07 |  | Nucleic Acid Identification - manual / automated AmpC |  | New
14 | 02 | 40 | 08 | 14.02.40.08 |  | Nucleic Acid Identification - manual / automated MRC-1 |  | New
14 | 02 | 40 | 09 | 14.02.40.09 |  | Nucleic Acid Identification - manual / automated ESBL / Carbapenemase / AmpC / MRC combined (any combination) |  | Modified description and GIVD Code
15 |  |  |  | 15 |  | INFECTIOUS DISEASES
15 | 06 |  |  | 15.06 |  | Mycology (Infect. Immunology / NAT)
15 | 06 | 40 |  | 15.06.40 |  | Mycology - NA Reagents
15 | 06 | 40 | 05 | 15.06.40.05 |  | Candida auris - NA Reagents |  | New
15 | 30 |  |  | 15.30 |  | Multiple Parameters - Infect. Immunology / NAT
15 | 30 | 02 |  | 15.30.02 |  | Multiple Viruses panels
15 | 30 | 02 | 42 | 15.30.02.42 |  | Influenza & Para Influenza / Respiratory Syncytial Virus (RSV) / SARS-CoV - Multiplex NA Reagents (Low/Mid-Plex =< 5 targets, any combination) |  | Modified description
15 | 30 | 04 |  | 15.30.04 |  | Multiple Others Infectious panels / Syndromic panels
15 | 30 | 04 | 42 | 15.30.04.42 |  | Pneumonia / Respiratory Tract Infections - Multiplex NA Reagents (High-Plex >5 targets, any combination) |  | Modified description
2 |  |  |  | 2 |  | INSTRUMENTS , CONSUMABLES, SPARE PARTS, SOFTWARE, SERVICE
21 |  |  |  | 21 |  | Chemistry / Immunochemistry Instruments
21 | 04 |  |  | 21.04 |  | Blood Gases - Electrolytes & Metabolites (GE) - Laboratory |  | Modified description
22 |  |  |  | 22 |  | Clinical Mass-Spectrometry (LC-MS/MS) instruments |  | New
22 | 01 |  |  | 22.01 |  | Clinical Mass-Spectrometry (LC-MS/MS) |  | New
22 | 01 | 01 |  | 22.01.01 |  | CMS Hardware + accessories + consumables + software |  | New
22 | 01 | 01 | 01 | 22.01.01.01 |  | CMS Hardware + accessories + consumables + software |  | New
3 |  |  |  | 3 |  | SERVICES
31 |  |  |  | 31 |  | Services
31 | 01 | 01 | 20 | 31.01.01.20 |  | Clinical Mass-Spectrometry After sales:technical Services: Maintenance and Repair (includes Revenue from Contracts, Labour, and Travel) |  | New
32 |  |  |  | 32 |  | Spare Parts (Parts used by Field Service)
32 | 01 |  |  | 32.01 |  | Spare Parts
32 | 01 | 01 |  | 32.01.01 |  | Spare Parts
32 | 01 | 01 | 20 | 32.01.01.20 |  | Clinical Mass-Spectrometry - Spare parts |  | New
GIVD Grouping
|  |  |  | 233 - Clinical Mass Spectrometry (LC-MS/MS) Reagents, Instruments & Consumables |  |  | New Group
|  |  |  | 12.80 | Immunochemistry – Clinical Mass Spectrometry
|  |  |  | 22 | Clinical Mass-Spectrometry (LC-MS/MS) instruments
|  |  |  | 118 - Therapeutic Drug Monitoring (Total) |  |  | New Group
|  |  |  | 12.08 | Therapeutic Drug Monitoring
|  |  |  | 12.80.08 | Therapeutic Drug Monitoring - Mass Spectrometry (LC-MS/MS)
|  |  |  | 119 - Drug of Abuse / Toxicology (Total) |  |  | New Group
|  |  |  | 12.09 | Drugs of Abuse / Toxicology
|  |  |  | 12.80.09 | Drugs of Abuse / Toxicology - Mass Spectrometry (LC-MS/MS)
|  |  |  | 914 - Reagents excl. Glucose Test Strips Reagents |  |  | New Group
|  |  |  | 1 | Reagents (Total)
|  |  |  | - 11.70.01.07 | Glucose Test Strips
|  |  |  | 942 - Nucleic Testing Reagents excl. Respiratory Infections NA Reagents |  |  | New Group
|  |  |  | 940 | Nucleic Testing Reagents
|  |  |  | - 1560 | Respiratory Infections Testing - NA Reagents
|  |  |  | 1565 - Extended Sexually Transmitted Infection (STI)Testing, wo Blood Virus - NA Reagents |  |  | New Group
|  |  |  | 15.01.01.40 | Chlamydia trachomatis detection by NA Reagents
|  |  |  | 15.01.02.40 | Gonococcal detection by NA Reagents
|  |  |  | 15.01.03.40 | Syphilis detection by NA Reagents
|  |  |  | 15.01.08.40 | Mycoplasma genitalium Detection by NA Reagents
|  |  |  | 15.05.40.10 | Trichomonas - NA Reagents
|  |  |  | 15.30.04.41 | STIs / STDs (C.trachomatis, N.gonorrhoeae ,M.genitalium, T.vaginalis, Ureaplasma spp….) Combination - Multiplex NA Reagents
|  |  |  | 15.04.08.40 | Screening High-Risk HPV - NA Reagents
|  |  |  | 15.04.08.41 | Partial Genotyping High-Risk HPV - NA reagents
|  |  |  | 15.04.08.42 | Full Geotypig High-Risk + Low-Risk HPV - NA reagents
|  |  |  | 15.04.08.43 | Other HPV - NA Reagents
|  |  |  | 2 - Instruments and Consumables (Total) |  |  | Group adjustement
|  |  |  | 21 | Chemistry / Immunochemistry Instruments
|  |  |  | 22 | Clinical Mass-Spectrometry (LC-MS/MS) instruments
|  |  |  | 23 | Haematology / Histology / Cytology Instruments
|  |  |  | 24 | Microbiology (Culture) Instruments
|  |  |  | 26 | Nucleic Acid Testing Instruments including Micro-Array Instruments
|  |  |  | 28 | Sample Processing Systems
|  |  |  | 29 | Other Instruments
|  |  |  | 149 - Anti-Microbial Resistance (AMR) Testing |  |  | Group adjustement
|  |  |  | 14.01.04.04 | Chromogenic Resistance Marker Media (Plates) - MRSA, VRE, ESBL ...
|  |  |  | 14.02.05.04 | Targeted Resistance Tests - MRSA
|  |  |  | 14.02.05.05 | Targeted Resistance Tests - ESBL
|  |  |  | 14.02.05.06 | Targeted Resistance Tests - Carbapenemase
|  |  |  | 14.02.05.09 | Targeted Resistance Tests - Others
|  |  |  | 14.02.40.02 | Nucleic Acid Identification - manual / automated MRSA and/or MSSA
|  |  |  | 14.02.40.04 | Nucleic Acid Identification - manual / automated VRE
|  |  |  | 14.02.40.05 | Nucleic Acid Identification - manual / automated ESBL
|  |  |  | 14.02.40.06 | Nucleic Acid Identification - manual / automated Carbapenemase
|  |  |  | 14.02.40.07 | Nucleic Acid Identification - manual / automated AmpC
|  |  |  | 14.02.40.08 | Nucleic Acid Identification - manual / automated MRC-1
|  |  |  | 14.02.40.09 | Nucleic Acid Identification - manual / automated ESBL / Carbapenemase / AmpC / MRC combined (any combination)
|  |  |  | 14.02.40.07 | Nucleic Acid Identification - manual / automated ESBL / Carbapenemase combined
|  |  |  | 14.02.40.10 | Nucleic Acid Identification - manual / automated other resistance markers
|  |  |  | 210 - Laboratory Instruments & Consumables |  |  | Group adjustement
|  |  |  | 21.01 | Chemistry (CH)
|  |  |  | 21.02 | Immunochemistry (IC) & Infectious Immunology Instruments (II)
|  |  |  | 21.03 | Integrated / Modular Chemistry / Immunochemistry / Infec. Immunology (IM)
|  |  |  | 21.04 | Blood Gases - Electrolytes & Metabolites (GE) - Laboratory
|  |  |  | 21.05 | Electrophoresis - Chromatography (EC)
|  |  |  | 21.06 | Urinalysis (UR) - Laboratory
|  |  |  | 21.09 | Other Chemistry / Immunochemistry (Other_CI )
|  |  |  | 22.01 | Clinical Mass-Spectrometry (LC-MS/MS)
|  |  |  | 23.01 | Cell Counting (CC)
|  |  |  | 23.02 | Haemostasis (HS)
|  |  |  | 23.03 | Blood Grouping (BG)
|  |  |  | 23.04 | Flow Cytometry (FC)
|  |  |  | 23.05 | Histology / Cytology (HC)
|  |  |  | 23.09 | Other Haematology / Histology / Cytology (Other_HHC)
|  |  |  | 24 | Microbiology (Culture) Instruments
|  |  |  | 26.02 | Nucleic Acid Testing Extraction Instruments
|  |  |  | 26.03 | Nucleic Acid Testing Amplification Detection Instruments
|  |  |  | 26.04 | Nucleic Acid Testing Integrated Extraction/Amplification/Detection Instruments
|  |  |  | 26.05 | Nucleic Acid Testing Micro-Arrays Instruments (MA)
|  |  |  | 26.06 | Nucleic Acid Testing Sequencing Instruments
|  |  |  | 26.09 | Others Nucleic Acid Testing Instruments (NA)
|  |  |  | 28 | Sample Processing Systems
|  |  |  | 29 | Other Instruments
|  |  |  | 220 - ClinChem / Immuno Lab Reagents, Instruments & Consumables |  |  | Group adjustement
|  |  |  | 110 | Clinical Chemistry Reagents excl Rapid Test & POC
|  |  |  | 810 | Immunochem/IA/CMS Lab Reagents
|  |  |  | 21.01 | Chemistry (CH)
|  |  |  | 21.02 | Immunochemistry (IC) & Infectious Immunology Instruments (II)
|  |  |  | 21.03 | Integrated / Modular Chemistry / Immunochemistry / Infec. Immunology (IM)
|  |  |  | 21.04 | Blood Gases - Electrolytes & Metabolites (GE) - Laboratory
|  |  |  | 21.05 | Electrophoresis - Chromatography (EC)
|  |  |  | 21.06 | Urinalysis (UR) - Laboratory
|  |  |  | 21.09 | Other Chemistry / Immunochemistry (Other_CI )
|  |  |  | 22.01 | Clinical Mass-Spectrometry (LC-MS/MS)
|  |  |  | 222 - Blood Gas Reagents, Instruments & Consumables |  |  | Group adjustement
|  |  |  | 11.70.31 | Blood Gas Electrodes POC
|  |  |  | 21.04 | Blood Gases - Electrolytes & Metabolites (GE) - Laboratory
|  |  |  | 21.07.11.01 | POC Blood Gas Electrodes Hardware + acc + cons + software
|  |  |  | 21.07.11.03 | POC Blood Gas / Electolytes Electrodes Hardware + acc + cons + software
|  |  |  | 21.07.11.04 | POC Blood Gas incl. Electrolytes / Metabolites Cassettes Unitary-Use Hardware + acc + cons + software
|  |  |  | 21.07.11.05 | POC Blood Gas incl. Electrolytes / Metabolites Cassetttes Multi-Use Hardware + acc + cons + software
|  |  |  | 251 - CC / IA Instruments |  |  | Group adjustement
|  |  |  | 21.01 | Chemistry (CH)
|  |  |  | 21.02 | Immunochemistry (IC) & Infectious Immunology Instruments (II)
|  |  |  | 21.03 | Integrated / Modular Chemistry / Immunochemistry / Infec. Immunology (IM)
|  |  |  | 21.06 | Urinalysis (UR) - Laboratory
|  |  |  | 22.01 | Clinical Mass-Spectrometry (LC-MS/MS)
|  |  |  | 252 - CC / IC Instruments |  |  | Group adjustement
|  |  |  | 21.01 | Chemistry (CH)
|  |  |  | 21.02 | Immunochemistry (IC) & Infectious Immunology Instruments (II)
|  |  |  | 21.03 | Integrated / Modular Chemistry / Immunochemistry / Infec. Immunology (IM)
|  |  |  | 21.04 | Blood Gases - Electrolytes & Metabolites (GE) - Laboratory
|  |  |  | 21.05 | Electrophoresis - Chromatography (EC)
|  |  |  | 21.06 | Urinalysis (UR) - Laboratory
|  |  |  | 21.09 | Other Chemistry / Immunochemistry (Other_CI )
|  |  |  | 22.01 | Clinical Mass-Spectrometry (LC-MS/MS)
|  |  |  | 810 - Immuno / IA / CMS Lab Reagents incl. Cal / Controls, excl. NA Reagents |  |  | Group adjustement
|  |  |  | 12.01 | Specific Proteins
|  |  |  | 12.02 | Allergy
|  |  |  | 12.03 | Tumour Markers
|  |  |  | 12.04 | Thyroid Function Hormones
|  |  |  | 12.05 | Fertility / Pregnancy Hormones / Proteins
|  |  |  | 12.06 | Individual and Specified Hormones / Proteins
|  |  |  | 12.07 | Anemia Related / Vitamin Tests
|  |  |  | 12.08 | Therapeutic Drug Monitoring
|  |  |  | 12.09 | Drugs of Abuse / Toxicology
|  |  |  | 12.10 | Auto-Immune Diseases
|  |  |  | 12.11 | Rheumatoid - Inflammatory Diseases Markers
|  |  |  | 12.12 | Specific Organ Function Assays
|  |  |  | 12.13 | Cardiac Markers
|  |  |  | 12.14 | Traumatic Brain Injury Markers
|  |  |  | 12.30 | Multiple Parameters - Immunochemistry
|  |  |  | 12.50 | Controls/Standards/Calibrators Immunochemistry
|  |  |  | 12.90 | Other Immunochemistry
|  |  |  | 15.01 | Bacteriology (Infect. Immunology)
|  |  |  | 15.02 | Hepatitis Viruses
|  |  |  | 15.03 | Retroviruses
|  |  |  | 15.04 | Other Virology (Infect. Immunology)
|  |  |  | 15.05 | Parasitology (Infect. Immunology)
|  |  |  | 15.06 | Mycology (Infect. Immunology)
|  |  |  | 15.30 | Multiple Parameters - Infect. Immunology
|  |  |  | 15.50 | Controls/Standards/Calibrators - Infect. Immunology
|  |  |  | 15.90 | Other Infectious Immunology
|  |  |  | 12.80 | Immunochemistry – Clinical Mass Spectrometry
|  |  |  | - 1540 | All Infecious Immunology NA Reagents
|  |  |  | 910 - Reagents excl. Rapid Test & POC Reagents |  |  | Group adjustement
|  |  |  | 1 | Reagents (Total)
|  |  |  | - 970 | Rapid Test & POC Reagents
919 - Core Laboratory Reagents
|  |  |  | 110 | Clinical Chemistry Reagents excl Rapid Test & POC
|  |  |  | 810 | Immunochem/IA/CMS Lab Reagents |  | Group adjustement
|  |  |  | 133 | Haematology Reagents (Automated Analyzer)
|  |  |  | 13.02 | Haemostasis Reagents (Coagulation)
|  |  |  | 921 - Clinical Chemistry and TDM/DAT Reagents |  |  | Group adjustement
|  |  |  | 110 | Clinical Chemistry Reagents excl Rapid Test & POC
|  |  |  | 12.08 | Therapeutic Drug Monitoring
|  |  |  | 12.09 | Drugs of Abuse / Toxicology
|  |  |  | 12.80.08 | Therapeutic Drug Monitoring - Mass Spectrometry (LC-MS/MS)
|  |  |  | 12.80.09 | Drugs of Abuse / Toxicology - Mass Spectrometry (LC-MS/MS)
|  |  |  | 922 - Immunochemistry excl. TDM/DAT Reagents |  |  | Group adjustement
|  |  |  | 12 | Clinical Chemistry Reagents excl Rapid Test & POC
|  |  |  | - 12.08 | Therapeutic Drug Monitoring
|  |  |  | - 12.09 | Drugs of Abuse / Toxicology
|  |  |  | - 12.80.08 | Therapeutic Drug Monitoring - Mass Spectrometry (LC-MS/MS)
|  |  |  | - 12.80.09 | Drugs of Abuse / Toxicology - Mass Spectrometry (LC-MS/MS)
|  |  |  | 950 - Standards / Calibrators and Controls |  |  | Group adjustement
|  |  |  | 11.50 | Controls, Standards and Calibrators - Clinical Chemistry
|  |  |  | 11.70.01.50 | Controls (Blood Test Strips)
|  |  |  | 11.70.01.70 | Calibrators and Standards (Blood Test Strips)
|  |  |  | 11.70.02.50 | Urine Testing Controls
|  |  |  | 11.70.02.70 | Urine Testing Calibrators and Standards
|  |  |  | 11.70.31.50 | Blood Gas Controls
|  |  |  | 11.70.31.70 | Blood Gas Calibrators and Standards
|  |  |  | 11.70.32.50 | Multiple Parameters POC Controls
|  |  |  | 11.70.32.70 | Multiple Parameters POC Calibrators and Standards
|  |  |  | 12.50 | Controls, Standards and Calibrators Immunochemistry
|  |  |  | 12.70.50 | Controls, Standards and Calibrators Immunochem - Rapid Tests
|  |  |  | 12.80.50 | Controls, Standards and Calibrators - Immunochemistry – Mass Spectrometry (LC-MS/MS)
|  |  |  | 13.01.50 | Haematology Controls and Calibrators
|  |  |  | 13.01.70.50 | Haematology Controls - RT & POC
|  |  |  | 13.01.70.70 | Haematology Standards and Calibrators - RT & POC
|  |  |  | 13.02.50 | Haemostasis Calibrators/Controls
|  |  |  | 13.02.70.50 | Haemostasis Controls Rapid Tests
|  |  |  | 13.02.70.70 | Haemostasis Standards and Calibrators Rapid Tests
|  |  |  | 13.03.50 | Immunohaematology Controls
|  |  |  | 13.05.50 | Flow Cytometry Controls
|  |  |  | 13.06.01.50 | Cytokines Calibrators/Controls
|  |  |  | 14.50 | Controls/Standards/Calibrators - Microbiology
|  |  |  | 15.50 | Controls/Standards/Calibrators - Infect. Immunology / NAT
|  |  |  | 15.70.50 | Controls, Standards and Calibrators Infectious Immunology/NAT - RT & POC
|  |  |  | 951 - ClinChem. / ImmunoChem. Controls |  |  | Group adjustement
|  |  |  | 11.50.01 | Multicomponent Controls (Clinical Chemistry)
|  |  |  | 11.50.02 | Specific Controls (Clinical Chemistry)
|  |  |  | 11.70.01.50 | Controls (Blood Test Strips)
|  |  |  | 11.70.02.50 | Urine Testing Controls
|  |  |  | 11.70.31.50 | Blood Gas Controls
|  |  |  | 11.70.32.50 | Multiple Parameters POC Controls
|  |  |  | 12.50.01 | Specific Controls ImmunoChemistry
|  |  |  | 12.50.02 | Multicomponent Controls ImmunoChemistry
|  |  |  | 12.70.50.50 | Controls ImmunoChem - Rapid Test
|  |  |  | 12.80.50.01 | Single-parameter Controls - Immunochemistry – Mass Spectrometry (LC-MS/MS)
|  |  |  | 12.80.50.02 | Multi-parameter Controls - Immunochemistry – Mass Spectrometry (LC-MS/MS)
|  |  |  | 1440 - All Microbiology (Culture) NA Reagents |  |  | Group adjustement
|  |  |  | 14.02.40.01 | Nucleic Acid Identification - manual / automated bacteria spp / sspp
|  |  |  | 14.02.40.02 | Nucleic Acid Identification - manual / automated MRSA and/or MSSA
|  |  |  | 14.02.40.04 | Nucleic Acid Identification - manual / automated VRE
|  |  |  | 14.02.40.05 | Nucleic Acid Identification - manual / automated ESBL
|  |  |  | 14.02.40.06 | Nucleic Acid Identification - manual / automated Carbapenemase
|  |  |  | 14.02.40.07 | Nucleic Acid Identification - manual / automated AmpC
|  |  |  | 14.02.40.08 | Nucleic Acid Identification - manual / automated MRC-1
|  |  |  | 14.02.40.09 | Nucleic Acid Identification - manual / automated ESBL / Carbapenemase / AmpC / MRC combined (any combination)
|  |  |  | 14.02.40.10 | Nucleic Acid Identification - manual / automated other resistance markers
|  |  |  | 14.02.40.90 | Other Nucleic Acid Identification - manual / automated
|  |  |  | 14.03.04.40 | Identification Systems for Yeasts and Fungi - NA Reagents
|  |  |  | 1546 - All Infec. Diseases Mycology NA Reagents |  |  | Group adjustement
|  |  |  | 15.06.40.01 | Aspergillus - NA Reagents
|  |  |  | 15.06.40.02 | Candida albicans - NA Reagents
|  |  |  | 15.06.40.03 | Cryptococcus - NA Reagents
|  |  |  | 15.06.40.04 | Pneumocystis - NA Reagents
|  |  |  | 15.06.40.05 | Candida auris - NA Reagents
|  |  |  | 15.06.40.90 | Other Mycology NA Reagents
|  |  |  | 1547 - All Infec. Diseases Multiple Parameters & Others NA Reagents |  |  | Group adjustement
|  |  |  | 15.30.01.40 | Gram+ - Gram- - Fungi - Multiplex NA Reagents
|  |  |  | 15.30.01.41 | Blood Stream Infection / Sepsis (Bacteria & Fungi) - Multiplex NA Reagents
|  |  |  | 15.30.02.40 | HBV / HCV / HIV Combination - Multiplex NA Reagents
|  |  |  | 15.30.02.41 | Immunosuppressed / Transplantation Monitoring - Multiplex NA Reagents
|  |  |  | 15.30.02.42 | Influenza & Para Influenza / Respiratory Syncytial Virus (RSV) / SARS-CoV - Multiplex NA Reagents (Low/Mid-Plex =< 5 targets, any combination)
|  |  |  | 15.30.02.49 | Others Virus Combination - Multiplex NA Reagents
|  |  |  | 15.30.04.41 | STIs / STDs (C.trachomatis, N.gonorrhoeae, M.genitalium, T.vaginalis, Ureaplasma spp….) Combination - Multiplex NA Reagents
|  |  |  | 15.30.04.42 | Pneumonia / Respiratory Tract Infections - Multiplex NA Reagents (High-Plex >5 targets, any combination)
|  |  |  | 15.30.04.43 | Gastrointestinal Infections - Multiplex NA Reagents
|  |  |  | 15.30.04.44 | Meningitis / Encephalitis Infections - Multiplex NA Reagents
|  |  |  | 15.30.04.45 | Tropical Fever - Multiplex NA Reagents
|  |  |  | 15.30.04.46 | Tick Borne Diseases - Multiplex NA Reagents
|  |  |  | 15.30.04.49 | Other Multiple Infectious - Multiplex NA Reagents
|  |  |  | 15.50.01.40 | All Infectious Diseases Controls - NAT
|  |  |  | 15.50.02.40 | All Infectious Diseases Standards and Calibrators - NAT
|  |  |  | 15.90.40.01 | Reagents for DNA and/or RNA extraction and preparation: bacteria and/or virus
|  |  |  | 15.90.40.02 | Reagents for DNA and/or RNA amplification and/or detection: bacteria and/or virus
|  |  |  | 15.90.40.03 | Supplemental NA Reagents
|  |  |  | 1560 - Respiratory Infections Testing - NA Reagents |  |  | Group adjustement
|  |  |  | 15.04.09.40 | Coronavirus - NA Reagents
|  |  |  | 15.04.40.04 | Influenza & Para Influenza - NA Reagents
|  |  |  | 15.04.40.05 | Respiratory Syncytial Virus (RSV) - NA Reagents
|  |  |  | 15.30.02.42 | Influenza & Para Influenza / Respiratory Syncytial Virus (RSV) / SARS-CoV - Multiplex NA Reagents (Low/Mid-Plex =< 5 targets, any combination)
|  |  |  | 15.30.04.42 | Pneumonia / Respiratory Tract Infections - Multiplex NA Reagents (High-Plex >5 targets, any combination)
|  |  |  | 1564 - Extended Respiratory Infections Testing - NA Reagents |  |  | Group adjustement
|  |  |  | 15.01.01.41 | Chlamydia pneumoniae detection by NA Reagents
|  |  |  | 15.01.05.40 | Legionella Detection by NA Reagents
|  |  |  | 15.01.08.41 | Mycoplasma pneumoniae Detection by NA Reagents
|  |  |  | 15.01.40.07 | Bordetella pertussis / parapertussis - NA Reagents
|  |  |  | 15.01.40.10 | Haemophilus influenzae - NA Reagents
|  |  |  | 15.04.09.40 | Coronavirus - NA Reagents
|  |  |  | 15.04.40.01 | Adenovirus - NA Reagents
|  |  |  | 15.04.40.04 | Influenza & Para Influenza - NA Reagents
|  |  |  | 15.04.40.05 | Respiratory Syncytial Virus (RSV) - NA Reagents
|  |  |  | 15.04.40.15 | Avian Influenza - NA Reagents
|  |  |  | 15.04.40.17 | Human Metapneumovirus - NA Reagents
|  |  |  | 15.04.40.18 | Bocavirus - NA Reagents
|  |  |  | 15.04.40.20 | Rhinovirus - NA Reagents
|  |  |  | 15.30.02.42 | Influenza & Para Influenza / Respiratory Syncytial Virus (RSV) / SARS-CoV - Multiplex NA Reagents (Low/Mid-Plex =< 5 targets, any combination)
|  |  |  | 15.30.04.42 | Pneumonia / Respiratory Tract Infections - Multiplex NA Reagents (High-Plex >5 targets, any combination)

## GIVD Ver. 2026
Global InVitro Diagnostic (GIVD) Classification - Version 2026
Cleaned version with changes included but not highlighted
GIVD |  |  |  | CLASSIF.
|  |  |  | 6 |  | TOTAL IVD MARKET
|  |  |  | 1 |  | REAGENTS
|  |  |  | 2 |  | INSTRUMENTS
|  |  |  | 3 |  | AFTER SALES
|  |  |  | 4 |  | SUPPORTING SOFTWARE
|  |  |  | 5 |  | SAMPLE CONTAINERS CLASSIFICATION
11 |  |  |  | 11 |  | CLINICAL CHEMISTRY
11 | 01 |  |  | 11.01 |  | Enzymes
11 | 01 | 01 |  | 11.01.01 |  | Enzymes
11 | 01 | 01 | 01 | 11.01.01.01 |  | 5'-Nucleotidase | NTP
11 | 01 | 01 | 02 | 11.01.01.02 | cr | Acid Phosphatase (CC) IC =>12.03.01.37 | ACP
11 | 01 | 01 | 03 | 11.01.01.03 |  | Alanine Amino-Transferase | ALT/SGPT
11 | 01 | 01 | 04 | 11.01.01.04 |  | Aldolase | ALS
11 | 01 | 01 | 05 | 11.01.01.05 |  | Alkaline Phosphatase - Total | ALP/AP
11 | 01 | 01 | 06 | 11.01.01.06 | cr | Alkaline Phosphatase Isoenzymes(CC) IC =>12.06.03.01 | iso-AP
11 | 01 | 01 | 07 | 11.01.01.07 |  | Amylase - Total | AMS/AMY
11 | 01 | 01 | 08 | 11.01.01.08 |  | Amylase Isoenzyme | iso-AMS
11 | 01 | 01 | 09 | 11.01.01.09 | cr | Angiotensin Converting Enzyme (CC) IC =>12.06.02.03 | ACE
11 | 01 | 01 | 10 | 11.01.01.10 |  | Aspartate Amino-Transferase | AST/SGOT
11 | 01 | 01 | 11 | 11.01.01.11 |  | Cholinesterase | CHE
11 | 01 | 01 | 12 | 11.01.01.12 |  | Chymotrypsin
11 | 01 | 01 | 13 | 11.01.01.13 |  | Creatine Kinase - Total | CK
11 | 01 | 01 | 14 | 11.01.01.14 | cr | Creatine Kinase - MB Activity"(CC) | CK-MB
11 | 01 | 01 | 15 | 11.01.01.15 |  | Creatine Kinase Isoenzymes | iso-CK
11 | 01 | 01 | 16 | 11.01.01.16 |  | Gamma Glutamyltransferase | GGT
11 | 01 | 01 | 17 | 11.01.01.17 |  | Glutamate Dehydrogenase | GLDH
11 | 01 | 01 | 18 | 11.01.01.18 |  | Hydroxybutyrate Dehydrogenase | HBDH
11 | 01 | 01 | 19 | 11.01.01.19 |  | Lactate Dehydrogenase L ( LDH - L --> P ) | LDH-L
11 | 01 | 01 | 20 | 11.01.01.20 |  | Lactate Dehydrogenase P ( LDH - P --> L ) | LDH-P
11 | 01 | 01 | 21 | 11.01.01.21 |  | Lactate Dehydrogenase Isoenzymes | iso-LDH
11 | 01 | 01 | 22 | 11.01.01.22 |  | Leucine Aminopeptidase | LAP
11 | 01 | 01 | 23 | 11.01.01.23 |  | Lipase | LPS
11 | 01 | 01 | 24 | 11.01.01.24 |  | Lysozyme
11 | 01 | 01 | 25 | 11.01.01.25 |  | Malate Dehydrogenase | MDH
11 | 01 | 01 | 26 | 11.01.01.26 |  | N-acetyl-b,D-Glucosaminidase | b-NAG
11 | 01 | 01 | 27 | 11.01.01.27 |  | Pepsin | PPS
11 | 01 | 01 | 28 | 11.01.01.28 |  | Phospho Hexose Isomerase | PHI
11 | 01 | 01 | 29 | 11.01.01.29 |  | Sorbitol Dehydrogenase | SDH
11 | 01 | 01 | 30 | 11.01.01.30 |  | Hexokinase ADP
11 | 01 | 01 | 90 | 11.01.01.90 |  | Other Enzymes
TOTAL 11.01
11 | 02 |  |  | 11.02 |  | Substrates
11 | 02 | 01 |  | 11.02.01 |  | Substrates
11 | 02 | 01 | 01 | 11.02.01.01 | cr | Albumin (CC) IC =>12.01.03.01, IC RT/POC => 12.70.01.01
11 | 02 | 01 | 02 | 11.02.01.02 |  | Bile acids
11 | 02 | 01 | 03 | 11.02.01.03 |  | Bilirubin
11 | 02 | 01 | 04 | 11.02.01.04 |  | Urea/Blood Urea Nitrogen | BUN
11 | 02 | 01 | 05 | 11.02.01.05 |  | Cholesterol
11 | 02 | 01 | 06 | 11.02.01.06 |  | Copper | Cu
11 | 02 | 01 | 07 | 11.02.01.07 |  | Creatinine
11 | 02 | 01 | 08 | 11.02.01.08 |  | D-Xylose
11 | 02 | 01 | 09 | 11.02.01.09 |  | Delta-Aminolaevulinic acid | ALAD
11 | 02 | 01 | 10 | 11.02.01.10 |  | Fructosamine
11 | 02 | 01 | 11 | 11.02.01.11 |  | Fructose
11 | 02 | 01 | 12 | 11.02.01.12 |  | Galactose
11 | 02 | 01 | 13 | 11.02.01.13 |  | Glucose
11 | 02 | 01 | 14 | 11.02.01.14 | cr | Glycosylated/Glycated Haemoglobin (CC) CC RT/POC=>11.70.01.07, IC=>12.06.01.06 or 12.70.01.02 | HbA1/HbA1C
11 | 02 | 01 | 15 | 11.02.01.15 |  | High Density Lipoprotein Cholesterol | HDL-C
11 | 02 | 01 | 16 | 11.02.01.16 | cr | Iron (CC) IC =>12.07.01.04 | Fe
11 | 02 | 01 | 17 | 11.02.01.17 | cr | Iron Binding Capacity - Total (CC) IC =>12.07.01.05 | TIBC
11 | 02 | 01 | 18 | 11.02.01.18 |  | Lactate
11 | 02 | 01 | 19 | 11.02.01.19 |  | Lecithin
11 | 02 | 01 | 20 | 11.02.01.20 |  | Lipoprotein, Chemical determination/detection
11 | 02 | 01 | 21 | 11.02.01.21 |  | Low Density Lipoprotein Cholesterol including sd-LDL | LDL-C/sd-LDL
11 | 02 | 01 | 22 | 11.02.01.22 |  | Non Esterified Fatty Acids | NEFA
11 | 02 | 01 | 23 | 11.02.01.23 |  | Oxalate
11 | 02 | 01 | 24 | 11.02.01.24 |  | Phospholipids
11 | 02 | 01 | 25 | 11.02.01.25 |  | Porphobilinogen
11 | 02 | 01 | 26 | 11.02.01.26 |  | Pyruvate
11 | 02 | 01 | 27 | 11.02.01.27 |  | Thymol
11 | 02 | 01 | 28 | 11.02.01.28 |  | Total Lipids
11 | 02 | 01 | 29 | 11.02.01.29 |  | Total Porphyrine
11 | 02 | 01 | 30 | 11.02.01.30 |  | Total Protein
11 | 02 | 01 | 31 | 11.02.01.31 |  | Triglycerides
11 | 02 | 01 | 32 | 11.02.01.32 |  | Uric Acid
11 | 02 | 01 | 33 | 11.02.01.33 |  | Zinc
11 | 02 | 01 | 34 | 11.02.01.34 |  | Lipoprotein Electroporesis
11 | 02 | 01 | 35 | 11.02.01.35 |  | Protein Electroporesis
11 | 02 | 01 | 36 | 11.02.01.36 |  | Phenylketonuria | PKU
11 | 02 | 01 | 90 | 11.02.01.90 |  | Other Substrates
TOTAL 11.02
11 | 03 |  |  | 11.03 |  | Electrolytes Reagents (excluding Electrodes)
11 | 03 | 01 |  | 11.03.01 |  | Electrolytes Reagents (excluding Electrodes)
11 | 03 | 01 | 01 | 11.03.01.01 |  | Ammonia | NH3
11 | 03 | 01 | 02 | 11.03.01.02 |  | Bicarbonate | HCO3
11 | 03 | 01 | 03 | 11.03.01.03 |  | Calcium | Ca
11 | 03 | 01 | 04 | 11.03.01.04 |  | Chloride | Cl
11 | 03 | 01 | 06 | 11.03.01.06 |  | Lithium | Li
11 | 03 | 01 | 07 | 11.03.01.07 |  | Magnesium | Mg
11 | 03 | 01 | 08 | 11.03.01.08 |  | Phosphate inorganic / Phosphorus | PO3
11 | 03 | 01 | 09 | 11.03.01.09 |  | Potassium | K
11 | 03 | 01 | 10 | 11.03.01.10 |  | Sodium | Na
11 | 03 | 01 | 90 | 11.03.01.90 |  | Other Electrolytes
TOTAL 11.03
11 | 04 |  |  | 11.04 |  | Electrodes and Biosensors - Laboratory
11 | 04 | 01 |  | 11.04.01 |  | Electrolyte Electrodes
11 | 04 | 01 | 01 | 11.04.01.01 |  | Ammonia - Electrodes | NH3
11 | 04 | 01 | 02 | 11.04.01.02 |  | Calcium - Electrodes | Ca
11 | 04 | 01 | 03 | 11.04.01.03 |  | Chloride - Electrodes | Cl
11 | 04 | 01 | 04 | 11.04.01.04 |  | Lithium - Electrodes | Li
11 | 04 | 01 | 05 | 11.04.01.05 |  | Magnesium - Electrodes | Mg
11 | 04 | 01 | 06 | 11.04.01.06 |  | Potassium - Electrodes | K
11 | 04 | 01 | 07 | 11.04.01.07 |  | Sodium - Electrodes | Na
11 | 04 | 01 | 08 | 11.04.01.08 |  | Carbon Dioxide (Bicarbonate) - Electrodes (CC) | HCO3
11 | 04 | 01 | 90 | 11.04.01.90 |  | Other Electrolyte Electrodes
TOTAL 11.04.01
11 | 04 | 03 |  | 11.04.03 |  | Substrate Electrodes / Biosensors
11 | 04 | 03 | 01 | 11.04.03.01 |  | Creatinine - Electrodes
11 | 04 | 03 | 02 | 11.04.03.02 |  | Glucose - Electrodes
11 | 04 | 03 | 03 | 11.04.03.03 |  | Glycated Haemoglobin - Electrodes
11 | 04 | 03 | 04 | 11.04.03.04 |  | Lactate - Electrodes
11 | 04 | 03 | 05 | 11.04.03.05 |  | Urea - Electrodes
11 | 04 | 03 | 06 | 11.04.03.06 |  | Bilirubin - Electrodes
11 | 04 | 03 | 90 | 11.04.03.90 |  | Other Substrate - Electrodes / Biosensors
TOTAL 11.04.03
11 | 04 | 04 |  | 11.04.04 |  | Reference Material and Buffers (Electrolytes)
11 | 04 | 04 | 01 | 11.04.04.01 |  | Reference Electrodes
11 | 04 | 04 | 02 | 11.04.04.02 |  | Electrolyte Electrode Buffers and Solutions
11 | 04 | 04 | 04 | 11.04.04.04 |  | Substrate Electrode Buffers and Solutions
11 | 04 | 04 | 05 | 11.04.04.05 |  | Common Buffers and Solutions (Electrolytes)
11 | 04 | 04 | 90 | 11.04.04.90 |  | Other Reference Material and Buffers (Electrolytes)
TOTAL 11.04.04
11 | 30 |  |  | 11.30 |  | Multiple Parameters - Clinical Chemistry - Laboratory
11 | 30 | 01 |  | 11.30.01 |  | Multiple - Clin. Chem. Lab Reagents
11 | 30 | 01 | 01 | 11.30.01.01 |  | Multiple Enzymes only - Clin. Chem Lab R.
11 | 30 | 01 | 02 | 11.30.01.02 |  | Multiple Substrates only - Clin. Chem Lab R.
11 | 30 | 01 | 03 | 11.30.01.03 |  | Multiple Electrolytes only - Clin. Chem Lab R.
11 | 30 | 01 | 11 | 11.30.01.11 |  | Multiple Parameters (Mix of all) - Clin. Chem Lab R.
11 | 30 | 01 | 90 | 11.30.01.90 |  | Other Multiple Clin. Chem Lab Reagents
TOTAL 11.30.01
11 | 30 | 04 |  | 11.30.04 |  | Multiple Parameter Electrodes/Biosensors
11 | 30 | 04 | 01 | 11.30.04.01 |  | Multiple Enzymes only - Electrodes/Biosensors
11 | 30 | 04 | 02 | 11.30.04.02 |  | Multiple Substrates only - Electrodes/Biosensors
11 | 30 | 04 | 03 | 11.30.04.03 |  | Multiple Electrolytes only - Electrodes/Biosensors
11 | 30 | 04 | 04 | 11.30.04.04 |  | Multiple Blood Gas only - Electrodes/Biosensors
11 | 30 | 04 | 11 | 11.30.04.11 |  | Multiple Parameters (Mix of all) - Electrodes/Biosensors
11 | 30 | 04 | 90 | 11.30.04.90 |  | Other Multiple Parameter - Electrodes/Biosensors
TOTAL 11.30.04
11 | 30 | 05 |  | 11.30.05 |  | Urine Multiple Parameters Testing (CC) - Lab Reagents
11 | 30 | 05 | 01 | 11.30.05.01 |  | Urine Multi-constituent Test Strips / Cassettes (automated)
11 | 30 | 05 | 02 | 11.30.05.02 |  | Urine Sediment Test Kit (automated)
11 | 30 | 05 | 90 | 11.30.05.90 |  | Other Multiple Parameters Urine Testing
TOTAL 11.30.05
TOTAL 11.30
11 | 50 |  |  | 11.50 |  | Controls, Standards and Calibrators - Clinical Chemistry
11 | 50 | 01 |  | 11.50.01 |  | Multicomponent Controls (Clinical Chemistry)
11 | 50 | 01 | 01 | 11.50.01.01 |  | Assayed Multicomponent Controls (CC)
11 | 50 | 01 | 03 | 11.50.01.03 |  | Unassayed Multicomponent Controls (CC)
11 | 50 | 01 | 90 | 11.50.01.90 |  | Other Multicomponent Controls (CC)
TOTAL 11.50.01
11 | 50 | 02 |  | 11.50.02 |  | Specific Controls (Clinical Chemistry)
11 | 50 | 02 | 01 | 11.50.02.01 |  | Enzyme Controls
11 | 50 | 02 | 02 | 11.50.02.02 |  | Lipid Controls
11 | 50 | 02 | 03 | 11.50.02.03 |  | Bilirubin Controls
11 | 50 | 02 | 04 | 11.50.02.04 |  | Electrolyte Controls
11 | 50 | 02 | 05 | 11.50.02.05 |  | Diabetes Controls
11 | 50 | 02 | 06 | 11.50.02.06 |  | Urine Controls
11 | 50 | 02 | 07 | 11.50.02.07 |  | CSF controls
11 | 50 | 02 | 90 | 11.50.02.90 |  | Other Specific Controls (CC)
TOTAL 11.50.02
11 | 50 | 03 |  | 11.50.03 |  | Calibrators and Standards (Clinical Chemistry)
11 | 50 | 03 | 01 | 11.50.03.01 |  | Calibrators Multicomponent (CC)
11 | 50 | 03 | 02 | 11.50.03.02 |  | Calibrators Singlecomponent (CC)
11 | 50 | 03 | 03 | 11.50.03.03 |  | Aqueous Standards (CC)
11 | 50 | 03 | 90 | 11.50.03.90 |  | Other Calibrators and Standards (Clinical Chemistry)
TOTAL 11.50.03
TOTAL 11.50
11 | 70 |  |  | 11.70 |  | Clinical Chemistry - Rapid Tests & Point of Care
11 | 70 | 01 |  | 11.70.01 |  | Blood Test Strips (CC) - RT & POC
11 | 70 | 01 | 01 | 11.70.01.01 |  | Glucose Test Strips
11 | 70 | 01 | 02 | 11.70.01.02 |  | Cholesterol Test Strips
11 | 70 | 01 | 03 | 11.70.01.03 |  | HDL Test Strips
11 | 70 | 01 | 04 | 11.70.01.04 |  | Lactate Test Strips
11 | 70 | 01 | 05 | 11.70.01.05 |  | Triglyceride Test Strips
11 | 70 | 01 | 06 | 11.70.01.06 |  | Urea Test Strips
11 | 70 | 01 | 07 | 11.70.01.07 | cr | Glycosylated/Glycated Haemoglobin Test Strips CC nonRT/nonPOC=>11.02.01.14, IC => 12.06.01.06 or 12.70.01.02 | HbA1c
11 | 70 | 01 | 08 | 11.70.01.08 |  | Ketone Test Strips (β-Hydroxybutyrate Test Strips)
11 | 70 | 01 | 09 | 11.70.01.09 |  | LDL Test Strips
11 | 70 | 01 | 10 | 11.70.01.10 |  | Creatinine Test Strips
11 | 70 | 01 | 30 | 11.70.01.30 |  | Multiple parameter blood test
11 | 70 | 01 | 50 | 11.70.01.50 |  | Controls (Blood Test Strips)
11 | 70 | 01 | 70 | 11.70.01.70 |  | Calibrators and Standards (Blood Test Strips)
11 | 70 | 01 | 90 | 11.70.01.90 |  | Other Blood Test Strips
TOTAL 11.70.01
11 | 70 | 02 |  | 11.70.02 |  | Urine Testing (CC) - RT & POC
11 | 70 | 02 | 01 | 11.70.02.01 |  | Urine Single Test Strips (incl. tablets)
11 | 70 | 02 | 02 | 11.70.02.02 |  | Urine Multi-constituent Test Strips (manual)
11 | 70 | 02 | 03 | 11.70.02.03 |  | Urine Multi-constituent Test Strips (automated)
11 | 70 | 02 | 10 | 11.70.02.10 |  | Urine SedimentTest Kit (manual)
11 | 70 | 02 | 11 | 11.70.02.11 |  | Urine Sediment Test Kit (automated)
11 | 70 | 02 | 50 | 11.70.02.50 |  | Urine Testing Controls
11 | 70 | 02 | 70 | 11.70.02.70 |  | Urine Testing Calibrators and Standards
11 | 70 | 02 | 90 | 11.70.02.90 |  | Other Urine Testing
TOTAL 11.70.02
11 | 70 | 03 |  | 11.70.03 |  | Faeces Tests (CC) - RT & POC
11 | 70 | 03 | 01 | 11.70.03.01 | cr | Guaiac-based Fecal Occult Blood (CC) IC =>12.03.90.04, RT/POC => 12.70.03.21 | gFOBT
11 | 70 | 03 | 02 | 11.70.03.02 |  | Albumin in stool (Meconium)
11 | 70 | 03 | 03 | 11.70.03.03 |  | Pancreas-Elastase
11 | 70 | 03 | 90 | 11.70.03.90 |  | Other Faeces Tests
TOTAL 11.70.03
11 | 70 | 31 |  | 11.70.31 |  | Blood Gas incl. Electrolytes / Metabolites - Electrodes or Cassettte detection POC
11 | 70 | 31 | 01 | 11.70.31.01 |  | Carbon Dioxide - Electrodes (BG)
11 | 70 | 31 | 02 | 11.70.31.02 |  | pH - Electrodes (BG)
11 | 70 | 31 | 03 | 11.70.31.03 |  | Oxygen - Electrodes (BG)
11 | 70 | 31 | 04 | 11.70.31.04 |  | pH/pO2/pCO2 - Electrodes (BG)
11 | 70 | 31 | 05 | 11.70.31.05 |  | BG &/or ISE &/or Metabolites - Electrodes (BG)
11 | 70 | 31 | 06 | 11.70.31.06 |  | Blood Gas incl. Electrolytes / Metabolites - Unitary Use Cassette
11 | 70 | 31 | 07 | 11.70.31.07 |  | Blood Gas incl. Electrolytes / Metabolites - Multi Use Cassette
11 | 70 | 31 | 10 | 11.70.31.10 |  | Blood Gas Buffers and Solutions - Electrodes or Cassette
11 | 70 | 31 | 50 | 11.70.31.50 |  | Blood Gas Controls - Electrodes or Cassette
11 | 70 | 31 | 70 | 11.70.31.70 |  | Blood Gas Calibrators and Standards - Electrodes or Cassette
11 | 70 | 31 | 90 | 11.70.31.90 |  | Other Blood Gas Electrodes or Cassette POC
TOTAL 11.70.31
11 | 70 | 32 |  | 11.70.32 |  | Multiple Parameters POC
11 | 70 | 32 | 01 | 11.70.32.01 |  | Multiple Enzymes &/or Substrates &/or Electrolytes
11 | 70 | 32 | 50 | 11.70.32.50 |  | Multiple Parameters POC Controls
11 | 70 | 32 | 70 | 11.70.32.70 |  | Multiple Parameters POC Calibrators and Standards
11 | 70 | 32 | 90 | 11.70.32.90 |  | Other Multiple Parameters POC
11 | 70 | 90 |  | 11.70.90 |  | Other Clin. Chem. RT & POC
11 | 70 | 90 | 90 | 11.70.90.90 |  | Other Other Clin. Chem. RT & POC
TOTAL 11.70.90
TOTAL 11.70
11 | 90 |  |  | 11.90 |  | Other Clinical Chemistry
11 | 90 | 01 |  | 11.90.01 |  | Other Clinical Chemistry
11 | 90 | 01 | 01 | 11.90.01.01 |  | Buffers (unassignable), Supplem. Reagents, etc (CC)
11 | 90 | 01 | 10 | 11.90.01.10 |  | Electrophoresis Media (unassignable)
11 | 90 | 01 | 90 | 11.90.01.90 |  | Other Other Clinical Chemistry Reagents
TOTAL 11.90
TOTAL 11
12 |  |  |  | 12 |  | IMMUNOCHEMISTRY (IMMUNOLOGY)
12 | 01 |  |  | 12.01 |  | Specific Proteins
12 | 01 | 01 |  | 12.01.01 |  | Immunoglobulins (without IgE)
12 | 01 | 01 | 01 | 12.01.01.01 |  | Immunoglobulin A | IgA
12 | 01 | 01 | 02 | 12.01.01.02 |  | Immunoglobulin A subclass reagents
12 | 01 | 01 | 03 | 12.01.01.03 |  | Immunoglobulin D | IgD
12 | 01 | 01 | 04 | 12.01.01.04 |  | Immunoglobulin D subclass reagents
12 | 01 | 01 | 05 | 12.01.01.05 |  | Immunoglobulin G | IgG
12 | 01 | 01 | 06 | 12.01.01.06 |  | Immunoglobulin G subclass reagents
12 | 01 | 01 | 07 | 12.01.01.07 |  | Immunoglobulin M | IgM
12 | 01 | 01 | 08 | 12.01.01.08 |  | Immunoglobulin M subclass reagents
12 | 01 | 01 | 20 | 12.01.01.20 |  | Kappa and Lambda chain
12 | 01 | 01 | 30 | 12.01.01.30 |  | Immunoelectrophoresis kits
12 | 01 | 01 | 31 | 12.01.01.31 |  | Immunofixation kits
12 | 01 | 01 | 32 | 12.01.01.32 |  | Anti Human Ig polyvalent antisera
12 | 01 | 01 | 50 | 12.01.01.50 |  | Human anti-mouse antibody | HAMA
12 | 01 | 01 | 80 | 12.01.01.80 |  | Buffers (unassignable), Supplem. Reagents, etc (Ig's)
12 | 01 | 01 | 90 | 12.01.01.90 |  | Other Immunoglobulins
TOTAL 12.01.01
12 | 01 | 02 |  | 12.01.02 |  | Complement Components
12 | 01 | 02 | 01 | 12.01.02.01 |  | Complement Component C1q | C1q
12 | 01 | 02 | 02 | 12.01.02.02 |  | Complement Component C1 inhibitor | C1 INH
12 | 01 | 02 | 03 | 12.01.02.03 |  | Complement Component C3/C3c | C3/C3c
12 | 01 | 02 | 04 | 12.01.02.04 |  | Complement Component for Bb | FBb
12 | 01 | 02 | 05 | 12.01.02.05 |  | Complement Component C4 | C4
12 | 01 | 02 | 06 | 12.01.02.06 |  | Complement Component C5a | C5a
12 | 01 | 02 | 07 | 12.01.02.07 |  | Complement Component C5-9 | C5-9
12 | 01 | 02 | 11 | 12.01.02.11 |  | Total Complement Activity (CH50) | CH50
12 | 01 | 02 | 90 | 12.01.02.90 |  | Other Complement Components
TOTAL 12.01.02
12 | 01 | 03 |  | 12.01.03 |  | Transport Proteins
12 | 01 | 03 | 01 | 12.01.03.01 | cr | Albumin (IC) incl. uAlbumin CC =>11.02.01.01, IC RT/POC=>12.70.01.01
12 | 01 | 03 | 02 | 12.01.03.02 |  | Ceruloplasmin
12 | 01 | 03 | 03 | 12.01.03.03 |  | Haptoglobin
12 | 01 | 03 | 04 | 12.01.03.04 |  | Hemopexin
12 | 01 | 03 | 05 | 12.01.03.05 |  | Lactoferrin
12 | 01 | 03 | 06 | 12.01.03.06 |  | Pre-albumin / Transthyretin
12 | 01 | 03 | 07 | 12.01.03.07 |  | Retinol Binding Protein | RBP
12 | 01 | 03 | 08 | 12.01.03.08 |  | Transferrin
12 | 01 | 03 | 09 | 12.01.03.09 |  | Transcobalamin (S)
12 | 01 | 03 | 90 | 12.01.03.90 |  | Other Transport Proteins
TOTAL 12.01.03
12 | 01 | 04 |  | 12.01.04 |  | Lipoproteins
12 | 01 | 04 | 01 | 12.01.04.01 |  | Apolipoprotein A I | Apo A I
12 | 01 | 04 | 02 | 12.01.04.02 |  | Apolipoprotein A II | Apo A II
12 | 01 | 04 | 03 | 12.01.04.03 |  | Apolipoprotein B | Apo B
12 | 01 | 04 | 11 | 12.01.04.11 |  | Apolipoprotein E Sub-typing GT=>16.01.02.03 Atherosclerosis
12 | 01 | 04 | 21 | 12.01.04.21 |  | Lipoprotein ( a ) | LP (a)
12 | 01 | 04 | 90 | 12.01.04.90 |  | Other Lipoproteins
TOTAL 12.01.04
12 | 01 | 90 |  | 12.01.90 |  | Other Specific Proteins
12 | 01 | 90 | 01 | 12.01.90.01 |  | a1-Acid Glycoprotein ( Orosomucoid ) | AGP
12 | 01 | 90 | 02 | 12.01.90.02 |  | a1-Antitrypsin ( Protease inhibitor ) | AAT
12 | 01 | 90 | 03 | 12.01.90.03 |  | a2-Macroglobulin | A2M
12 | 01 | 90 | 04 | 12.01.90.04 |  | a1-Microglobulin | A1M
12 | 01 | 90 | 05 | 12.01.90.05 |  | Fibronectin
12 | 01 | 90 | 06 | 12.01.90.06 |  | Trypsin-a1-Antitrypsin (Elastase)
12 | 01 | 90 | 08 | 12.01.90.08 |  | Immuno Reactive Trypsin
12 | 01 | 90 | 09 | 12.01.90.09 |  | Cystatin C
12 | 01 | 90 | 10 | 12.01.90.10 |  | Calprotectin
12 | 01 | 90 | 11 | 12.01.90.11 |  | Adenosine Deaminase | ADA
12 | 01 | 90 | 12 | 12.01.90.12 |  | Andrenomedullin | ADM
12 | 01 | 90 | 13 | 12.01.90.13 |  | Amyloid beta-Derived Diffusible Ligand (beta-amyloid oligomer) | ADDL
12 | 01 | 90 | 14 | 12.01.90.14 |  | Beta-Amyloid (1-40)
12 | 01 | 90 | 15 | 12.01.90.15 |  | Beta-Amyloid (1-42)
12 | 01 | 90 | 16 | 12.01.90.16 |  | Total Tau | tTau
12 | 01 | 90 | 17 | 12.01.90.17 |  | human Tau (hTau) | hTau
12 | 01 | 90 | 18 | 12.01.90.18 |  | phosphorylated Tau (pTau) | pTau
12 | 01 | 90 | 19 | 12.01.90.19 |  | Neurofilament Light Chain (NFL) | NFL
12 | 01 | 90 | 90 | 12.01.90.90 |  | Other Other Specific Proteins
TOTAL 12.01.90
TOTAL 12.01
12 | 02 |  |  | 12.02 |  | Allergy
12 | 02 | 01 |  | 12.02.01 |  | Allergy
12 | 02 | 01 | 01 | 12.02.01.01 |  | Histamine
12 | 02 | 01 | 02 | 12.02.01.02 |  | Immunoglobulin E - Total | IgE Total
12 | 02 | 01 | 03 | 12.02.01.03 |  | Immunoglobulin E - Specific, monotest/monoresult | sIgE (specific)
12 | 02 | 01 | 04 | 12.02.01.04 |  | Immunoglobulin E - monotest/monoresult - multi Ag | sIgE Mix
12 | 02 | 01 | 05 | 12.02.01.05 |  | Immunoglobulin E - monotest/pluriresult-multi Ag | sIgE Mix
12 | 02 | 01 | 06 | 12.02.01.06 |  | Immunoglobulin E - Screen | sIgE
12 | 02 | 01 | 07 | 12.02.01.07 |  | Leukotriene Stimulation test
12 | 02 | 01 | 08 | 12.02.01.08 |  | Allergene specific IgA
12 | 02 | 01 | 09 | 12.02.01.09 |  | Allergene specific IgG
12 | 02 | 01 | 90 | 12.02.01.90 |  | Other Allergy Tests
TOTAL 12.02
12 | 03 |  |  | 12.03 |  | Tumour Markers
12 | 03 | 01 |  | 12.03.01 |  | Cancer Antigens
12 | 03 | 01 | 01 | 12.03.01.01 |  | Bladder Tumour Antigen | BTA
12 | 03 | 01 | 02 | 12.03.01.02 |  | Cancer Antigen 15-3 | CA 15-3
12 | 03 | 01 | 03 | 12.03.01.03 |  | Cancer Antigen 19-9 | CA 19-9
12 | 03 | 01 | 04 | 12.03.01.04 |  | Cancer Antigen 50 | CA 50
12 | 03 | 01 | 05 | 12.03.01.05 |  | Cancer Antigen 72-4 | CA 72-4
12 | 03 | 01 | 06 | 12.03.01.06 |  | Cancer Antigen 125 | CA 125
12 | 03 | 01 | 07 | 12.03.01.07 |  | Cancer Antigen 195 | CA 195
12 | 03 | 01 | 08 | 12.03.01.08 |  | Cancer Antigen 242 | CA 242
12 | 03 | 01 | 09 | 12.03.01.09 |  | Cancer Antigen 549 | CA 549
12 | 03 | 01 | 10 | 12.03.01.10 |  | Cancer Antigen 27.29
12 | 03 | 01 | 11 | 12.03.01.11 |  | Nuclear Matrix Protein 22 | NMP22
12 | 03 | 01 | 20 | 12.03.01.20 |  | CYFRA 21-1
12 | 03 | 01 | 21 | 12.03.01.21 |  | Human Epididymis Protein 4 | HE-4
12 | 03 | 01 | 31 | 12.03.01.31 |  | Carcinoembryonic Antigen | CEA
12 | 03 | 01 | 32 | 12.03.01.32 |  | Total Prostatic Specific Antigen | tPSA
12 | 03 | 01 | 33 | 12.03.01.33 |  | Free Prostatic Specific Antigen | fPSA
12 | 03 | 01 | 34 | 12.03.01.34 |  | Complexed Prostatic Specific Antigen | cPSA
12 | 03 | 01 | 35 | 12.03.01.35 |  | Squamous Cell Carcinoma Antigen | SCC
12 | 03 | 01 | 36 | 12.03.01.36 |  | Tumor Polypeptide Antigen (TPA - incl. TPS) | TPA
12 | 03 | 01 | 37 | 12.03.01.37 | cr | Prostatic Acid Phosphatase (IC) CC==>11.01.01.02 | PAP
12 | 03 | 01 | 38 | 12.03.01.38 |  | Pro-Gastrin-Releasing Peptide | Pro-GRP
12 | 03 | 01 | 39 | 12.03.01.39 |  | Early Prostate Cancer Antigen - 2 | EPCA -2
12 | 03 | 01 | 40 | 12.03.01.40 |  | Cancer Antigen p16
12 | 03 | 01 | 41 | 12.03.01.41 |  | Cancer Antigen p63
12 | 03 | 01 | 42 | 12.03.01.42 |  | Cytokeratins
12 | 03 | 01 | 46 | 12.03.01.46 |  | Cancer Associated Serum Antigen | CASA
12 | 03 | 01 | 47 | 12.03.01.47 |  | (2)ProPSA | p2PSA
12 | 03 | 01 | 90 | 12.03.01.90 |  | Other Cancer Antigens
TOTAL 12.03.01
12 | 03 | 02 |  | 12.03.02 |  | Receptor Assays
12 | 03 | 02 | 01 | 12.03.02.01 |  | Estrogen Receptor Assays | ER
12 | 03 | 02 | 02 | 12.03.02.02 |  | Progesterone Receptor Assays | PR
12 | 03 | 02 | 90 | 12.03.02.90 |  | Other Receptor Assays
TOTAL 12.03.02
12 | 03 | 03 |  | 12.03.03 |  | Oncoproteins
12 | 03 | 03 | 01 | 12.03.03.01 | cr | HER-2/neu GT=>16.02.01.13 | HER-2/neu
12 | 03 | 03 | 02 | 12.03.03.02 |  | p53 | p53
12 | 03 | 03 | 90 | 12.03.03.90 |  | Other Oncoproteins
TOTAL 12.03.03
12 | 03 | 90 |  | 12.03.90 |  | Other Tumour Markers
12 | 03 | 90 | 01 | 12.03.90.01 |  | Alphafetoprotein | AFP
12 | 03 | 90 | 02 | 12.03.90.02 |  | Beta2-Microglobulin | ß2-M
12 | 03 | 90 | 03 | 12.03.90.03 |  | Cathepsin-D
12 | 03 | 90 | 04 | 12.03.90.04 | cr | Fecal Occult Blood (IC) CC =>11.70.03.01, RT/POC => 12.70.03.21 | FOB / IFT / iFOBT
12 | 03 | 90 | 05 | 12.03.90.05 |  | 5 HIAA
12 | 03 | 90 | 06 | 12.03.90.06 |  | Human Placenta Like Alkaline Phosphatase | hPLAP
12 | 03 | 90 | 07 | 12.03.90.07 |  | Laminin
12 | 03 | 90 | 08 | 12.03.90.08 |  | Neuron Specific Enolase | NSE
12 | 03 | 90 | 12 | 12.03.90.12 |  | Thymidine Kinase | TK
12 | 03 | 90 | 13 | 12.03.90.13 |  | Tissue Associated Protein | TAP
12 | 03 | 90 | 16 | 12.03.90.16 |  | Matrix-Metalloproteinases | MMP
12 | 03 | 90 | 17 | 12.03.90.17 |  | Serotonine
12 | 03 | 90 | 20 | 12.03.90.20 |  | Chromogranin A
12 | 03 | 90 | 21 | 12.03.90.21 |  | Alpha Subunit
12 | 03 | 90 | 22 | 12.03.90.22 |  | Protein induced by vitamin K absence or antagonist-II (PIVKA-II) | PIVKA-II
12 | 03 | 90 | 23 | 12.03.90.23 |  | Alpha-Fucosidase | AFU
12 | 03 | 90 | 24 | 12.03.90.24 |  | Soluble Mesothelin-related Peptides | SMRP
12 | 03 | 90 | 90 | 12.03.90.90 |  | Other Other Tumour Markers
TOTAL 12.03.90
TOTAL 12.03
12 | 04 |  |  | 12.04 |  | Thyroid Function Hormones
12 | 04 | 01 |  | 12.04.01 |  | Thyroid Function Hormones
12 | 04 | 01 | 01 | 12.04.01.01 |  | Free Triiodothyronine | FT3
12 | 04 | 01 | 02 | 12.04.01.02 |  | Free Thyroxine | FT4
12 | 04 | 01 | 03 | 12.04.01.03 |  | Neonatal Thyroid Stimulating Hormone | Neo TSH
12 | 04 | 01 | 04 | 12.04.01.04 |  | Reverse Triiodothyronine | Rev T3
12 | 04 | 01 | 05 | 12.04.01.05 |  | Triiodothyronine | T3
12 | 04 | 01 | 06 | 12.04.01.06 |  | T- Uptake | T3-U
12 | 04 | 01 | 07 | 12.04.01.07 |  | Thyroxine | T4
12 | 04 | 01 | 08 | 12.04.01.08 |  | Thyroglobulin | TG
12 | 04 | 01 | 09 | 12.04.01.09 |  | Thyroid binding globulin | TBG
12 | 04 | 01 | 11 | 12.04.01.11 |  | Thyroid Stimulating Hormone | TSH
12 | 04 | 01 | 12 | 12.04.01.12 |  | Neonatal Thyroxine | n T4
12 | 04 | 01 | 90 | 12.04.01.90 |  | Other thyroid hormones
TOTAL 12.04
12 | 05 |  |  | 12.05 |  | Fertility / Pregnancy Hormones / Proteins
12 | 05 | 01 |  | 12.05.01 |  | Fertility Function Hormones / Proteins
12 | 05 | 01 | 01 | 12.05.01.01 |  | Androstenedione
12 | 05 | 01 | 02 | 12.05.01.02 |  | Dehydro-epiandrosterone Sulphate (incl. DHEA) | DHEAS/DHEA
12 | 05 | 01 | 03 | 12.05.01.03 |  | Estradiol | E2
12 | 05 | 01 | 04 | 12.05.01.04 |  | Follicle Stimulating Hormone | FSH
12 | 05 | 01 | 05 | 12.05.01.05 |  | Luteinising Hormone | LH
12 | 05 | 01 | 06 | 12.05.01.06 |  | Progesterone | PRG
12 | 05 | 01 | 07 | 12.05.01.07 |  | 17 OH Progesterone | 17 OPH
12 | 05 | 01 | 08 | 12.05.01.08 |  | Prolactin | PRL
12 | 05 | 01 | 09 | 12.05.01.09 |  | Sex Hormone Binding Globulin | SHBG
12 | 05 | 01 | 10 | 12.05.01.10 |  | Testosterone (with Dehydro and Free Testosterone)
12 | 05 | 01 | 11 | 12.05.01.11 |  | Androsterone
12 | 05 | 01 | 12 | 12.05.01.12 |  | Androstanediol-Glucuronide
12 | 05 | 01 | 14 | 12.05.01.14 |  | 11-Desoxycortisol
12 | 05 | 01 | 15 | 12.05.01.15 |  | Corticosteron (R/M)
12 | 05 | 01 | 90 | 12.05.01.90 |  | Other Fertility Function Hormones
TOTAL 12.05.01
12 | 05 | 02 |  | 12.05.02 |  | Pregnancy Testing Hormones / Proteins
12 | 05 | 02 | 01 | 12.05.02.01 |  | Alpha2-Pregnancy Associated Glycoprotein | a2-PAG
12 | 05 | 02 | 02 | 12.05.02.02 |  | Estriol | E3
12 | 05 | 02 | 03 | 12.05.02.03 |  | Unconjugated (free) Estriol | uE3 (FE3)
12 | 05 | 02 | 04 | 12.05.02.04 |  | Estrone
12 | 05 | 02 | 05 | 12.05.02.05 |  | Human Chorionic Gonadotropin Total | HCG
12 | 05 | 02 | 06 | 12.05.02.06 |  | b- Human Chorionic Gonadotropin (incl. subunit) | bHCG
12 | 05 | 02 | 07 | 12.05.02.07 |  | Human Placental Lactogen | HPL
12 | 05 | 02 | 08 | 12.05.02.08 |  | Pregnancy Specific B1 -glycoprotein | B1SP1
12 | 05 | 02 | 09 | 12.05.02.09 |  | Glycoprotein a Subunit
12 | 05 | 02 | 10 | 12.05.02.10 |  | Pregnancy associated Plasma Protein - A (Downs) | PAPP-A
12 | 05 | 02 | 11 | 12.05.02.11 |  | Placental Growth Factor (Pre-eclampsia) | PLGF
12 | 05 | 02 | 12 | 12.05.02.12 |  | Soluble fms-like tyrosine kinase-1 | SFLT-1
12 | 05 | 02 | 13 | 12.05.02.13 |  | Free Beta HCG (prenatal Screening) | fbHCG
12 | 05 | 02 | 14 | 12.05.02.14 |  | Inhibin A/B (Prenatal Screening)
12 | 05 | 02 | 16 | 12.05.02.16 |  | Anti-Mûllerian Hormone | AMH
12 | 05 | 02 | 90 | 12.05.02.90 |  | Other Pregnancy Testing Hormones
TOTAL 12.05.02
TOTAL 12.05
12 | 06 |  |  | 12.06 |  | Individual and Specified Hormones / Proteins
12 | 06 | 01 |  | 12.06.01 |  | Diabetes Assays (Hormones)
12 | 06 | 01 | 01 | 12.06.01.01 |  | C-Peptide
12 | 06 | 01 | 02 | 12.06.01.02 |  | Glucagon
12 | 06 | 01 | 03 | 12.06.01.03 |  | Insulin
12 | 06 | 01 | 04 | 12.06.01.04 |  | Insulin Antibody
12 | 06 | 01 | 05 | 12.06.01.05 |  | GAD II Antibodies and other ICA
12 | 06 | 01 | 06 | 12.06.01.06 | cr | Glycosylated/Glycated Haemoglobin (IC) IC RT/POC=>12.70.01.02, CC=>11.02.01.14 or 11.70.01.07 | HbA1c
12 | 06 | 01 | 07 | 12.06.01.07 |  | Thyrosin Phosphatase IA2 Antibodies
12 | 06 | 01 | 08 | 12.06.01.08 |  | Proinsulin
12 | 06 | 01 | 09 | 12.06.01.09 |  | Islet Cell Ab
12 | 06 | 01 | 90 | 12.06.01.90 |  | Other Diabetes tests
TOTAL 12.06.01
12 | 06 | 02 |  | 12.06.02 |  | Renal Metabolism Assays
12 | 06 | 02 | 01 | 12.06.02.01 |  | Aldosterone
12 | 06 | 02 | 02 | 12.06.02.02 |  | Angiotensin I / II
12 | 06 | 02 | 03 | 12.06.02.03 | cr | Angiotensin Converting Enzyme (IC) CC =>11.01.01.09
12 | 06 | 02 | 04 | 12.06.02.04 |  | Cortisol
12 | 06 | 02 | 05 | 12.06.02.05 |  | Renine (Plasma Renine Activity)
12 | 06 | 02 | 06 | 12.06.02.06 |  | Renine Direct
12 | 06 | 02 | 07 | 12.06.02.07 |  | Neutrophil Gelatinase associated Lipocalin (lipocalin 2) | NGAL
12 | 06 | 02 | 08 | 12.06.02.08 |  | Tissue Inhibitor of Metalloproteinase-2 / Insuline-like Growth Factor - Binding Protein-7 | TIMP-2 / IGFBP7
12 | 06 | 02 | 90 | 12.06.02.90 |  | Other Renal metabolism tests
TOTAL 12.06.02
12 | 06 | 03 |  | 12.06.03 |  | Bone and Mineral Metabolism Assays
12 | 06 | 03 | 01 | 12.06.03.01 | cr | Bone Alkaline Phosphatase (IC) CC =>11.01.01.06 | BAP
12 | 06 | 03 | 02 | 12.06.03.02 |  | Calcitonin
12 | 06 | 03 | 03 | 12.06.03.03 |  | Collagen Type I C-terminal Propeptide | C I CP
12 | 06 | 03 | 04 | 12.06.03.04 |  | Collagen Type III C-terminal Propeptide
12 | 06 | 03 | 05 | 12.06.03.05 |  | Cross-Linked C-Telopeptides | CTx
12 | 06 | 03 | 06 | 12.06.03.06 |  | Cross-Linked N-Telopeptides | NTx
12 | 06 | 03 | 07 | 12.06.03.07 |  | Cyclic Adenosin Monophosphate | CAMP
12 | 06 | 03 | 08 | 12.06.03.08 |  | Deoxypyridinoline | DPD
12 | 06 | 03 | 09 | 12.06.03.09 |  | 1.25-Dihydroxyvitamin D | 1.25(OH)2D
12 | 06 | 03 | 10 | 12.06.03.10 |  | 25-Hydroxyvitamin D | 25(OH)D
12 | 06 | 03 | 11 | 12.06.03.11 |  | Hydroxyproline
12 | 06 | 03 | 12 | 12.06.03.12 |  | Osteocalcine
12 | 06 | 03 | 13 | 12.06.03.13 |  | Parathyroid Hormone intact | PTH(1-84)
12 | 06 | 03 | 14 | 12.06.03.14 |  | Parathyroid Hormone (C-/N-terminal, M-regional)
12 | 06 | 03 | 15 | 12.06.03.15 |  | Parathyroid Hormone related Peptide | PTHrP
12 | 06 | 03 | 16 | 12.06.03.16 |  | Pyridinoline | PYD
12 | 06 | 03 | 17 | 12.06.03.17 |  | Tartrate-resistant Acid Phosphatase 5b | TRAP
12 | 06 | 03 | 18 | 12.06.03.18 |  | Procollagen Type I N terminal propeptide | PiNP
12 | 06 | 03 | 90 | 12.06.03.90 |  | Other Bone Metabolism Tests
TOTAL 12.06.03
12 | 06 | 04 |  | 12.06.04 |  | Endocrine Hormones and Peptides
12 | 06 | 04 | 01 | 12.06.04.01 |  | Adrenocortiotropic Hormone | ACTH
12 | 06 | 04 | 02 | 12.06.04.02 |  | Human Growth Hormone | HGH
12 | 06 | 04 | 03 | 12.06.04.03 |  | Insulin-like Growth Factor I (Somatomedin C) | IGF I
12 | 06 | 04 | 04 | 12.06.04.04 |  | Insulin-like Growth Factor II | IGF II
12 | 06 | 04 | 05 | 12.06.04.05 |  | Insulin-like Growth Factor Binding Protein 1 | IGFBP-1
12 | 06 | 04 | 06 | 12.06.04.06 |  | Insulin-like Growth Factor Binding Protein 3 | IGFBP-3
12 | 06 | 04 | 07 | 12.06.04.07 |  | Vasointestinal Peptide | VIP
12 | 06 | 04 | 08 | 12.06.04.08 |  | Vasopressin
12 | 06 | 04 | 90 | 12.06.04.90 |  | Other Endocrine Hormones (Growth Factors)
TOTAL 12.06.04
12 | 06 | 05 |  | 12.06.05 |  | Neuroendocrine Function Assays
12 | 06 | 05 | 01 | 12.06.05.01 |  | Bombesin
12 | 06 | 05 | 02 | 12.06.05.02 |  | b-Endorphin
12 | 06 | 05 | 03 | 12.06.05.03 |  | 17-Hydroxy-Ketosterone | 17OH
12 | 06 | 05 | 04 | 12.06.05.04 |  | 17-Ketogenic Steroids | 17KGS
12 | 06 | 05 | 05 | 12.06.05.05 |  | 17-Ketosteroids | 17KS
12 | 06 | 05 | 06 | 12.06.05.06 |  | a-Melanocite Stimulating Hormones
12 | 06 | 05 | 07 | 12.06.05.07 |  | Neurotensin
12 | 06 | 05 | 08 | 12.06.05.08 |  | Somatostatin
12 | 06 | 05 | 09 | 12.06.05.09 |  | Substance P
12 | 06 | 05 | 90 | 12.06.05.90 |  | Other Neoendocrine Function Assays
TOTAL 12.06.05
12 | 06 | 90 |  | 12.06.90 |  | Other Individual and Specified Hormones
12 | 06 | 90 | 01 | 12.06.90.01 |  | Gastrin
12 | 06 | 90 | 02 | 12.06.90.02 |  | Gonadotropin-Releasing Hormone | LHRH
12 | 06 | 90 | 06 | 12.06.90.06 |  | Melatonine
12 | 06 | 90 | 07 | 12.06.90.07 |  | Neopterine
12 | 06 | 90 | 08 | 12.06.90.08 |  | Oxytocin
12 | 06 | 90 | 09 | 12.06.90.09 |  | Pepsinogen
12 | 06 | 90 | 10 | 12.06.90.10 |  | Prostaglandin
12 | 06 | 90 | 11 | 12.06.90.11 |  | Serotonin-Uptake (Platelets)
12 | 06 | 90 | 12 | 12.06.90.12 |  | Elastase (Pancreatic Polypeptide)
12 | 06 | 90 | 13 | 12.06.90.13 |  | Adrenalin
12 | 06 | 90 | 14 | 12.06.90.14 |  | Noradrenalin
12 | 06 | 90 | 15 | 12.06.90.15 |  | Dopamine
12 | 06 | 90 | 16 | 12.06.90.16 |  | Procalcitonin | PCT
12 | 06 | 90 | 17 | 12.06.90.17 |  | Leptin
12 | 06 | 90 | 18 | 12.06.90.18 |  | Motilin
12 | 06 | 90 | 19 | 12.06.90.19 |  | Cyclic Guanosine Monophosphate
12 | 06 | 90 | 20 | 12.06.90.20 |  | Mid-Regional proadrenomedullin (MR-proADM) | proADM
12 | 06 | 90 | 90 | 12.06.90.90 |  | Other Other Individual and Specified Hormones
TOTAL 12.06.90
TOTAL 12.06
12 | 07 |  |  | 12.07 |  | Anemia Related / Vitamin Tests
12 | 07 | 01 |  | 12.07.01 |  | Anemia
12 | 07 | 01 | 01 | 12.07.01.01 |  | Erythropoietin | EPO
12 | 07 | 01 | 02 | 12.07.01.02 |  | Ferritin
12 | 07 | 01 | 03 | 12.07.01.03 |  | Folate
12 | 07 | 01 | 04 | 12.07.01.04 | cr | Iron (IC) CC =>11.02.01.16 | Fe
12 | 07 | 01 | 05 | 12.07.01.05 | cr | Iron Binding Capacity - Total (IC) CC =>11.02.01.17 | TIBC
12 | 07 | 01 | 06 | 12.07.01.06 |  | Soluble Transferrin Receptor
12 | 07 | 01 | 07 | 12.07.01.07 |  | Reticulocyte Haemoglobin Content | CHr
12 | 07 | 01 | 90 | 12.07.01.90 |  | Other Anemia
TOTAL 12.07.01
12 | 07 | 02 |  | 12.07.02 |  | Vitamines
12 | 07 | 02 | 01 | 12.07.02.01 |  | Vitamin B1
12 | 07 | 02 | 02 | 12.07.02.02 |  | Vitamin B2
12 | 07 | 02 | 03 | 12.07.02.03 |  | Vitamin B6
12 | 07 | 02 | 04 | 12.07.02.04 |  | Vitamin B12
12 | 07 | 02 | 05 | 12.07.02.05 |  | Vitamin D (Cholecalciferol)
12 | 07 | 02 | 10 | 12.07.02.10 |  | Intrinsic Factor (blocking Antibody) | IFbAb
12 | 07 | 02 | 90 | 12.07.02.90 |  | Other Vitamin Tests
TOTAL 12.07.02
12 | 07 | 30 |  | 12.07.30 |  | Multiple - Anemia Related / Vitamin Tests
12 | 07 | 30 | 01 | 12.07.30.01 |  | Vitamin B 12 / Folate
12 | 07 | 30 | 90 | 12.07.30.90 |  | Other Multiple Anemia / Vitamin Tests
TOTAL 12.07.30
TOTAL 12.07
12 | 08 |  |  | 12.08 |  | Therapeutic Drug Monitoring
12 | 08 | 01 |  | 12.08.01 |  | Cardiovascular TDM
12 | 08 | 01 | 01 | 12.08.01.01 |  | Digoxin
12 | 08 | 01 | 02 | 12.08.01.02 |  | Digitoxin
12 | 08 | 01 | 03 | 12.08.01.03 |  | Disopyramide
12 | 08 | 01 | 04 | 12.08.01.04 |  | Flecainide
12 | 08 | 01 | 05 | 12.08.01.05 |  | Lidocaine
12 | 08 | 01 | 06 | 12.08.01.06 |  | N-Acetylprocainamide | NAPA
12 | 08 | 01 | 07 | 12.08.01.07 |  | Procainamide
12 | 08 | 01 | 08 | 12.08.01.08 |  | Propranolol
12 | 08 | 01 | 09 | 12.08.01.09 |  | Quinidine
12 | 08 | 01 | 90 | 12.08.01.90 |  | Other Cardiovascular TDM
TOTAL 12.08.01
12 | 08 | 02 |  | 12.08.02 |  | Central Nervous Systems TDM
12 | 08 | 02 | 01 | 12.08.02.01 |  | Carbamazepine
12 | 08 | 02 | 02 | 12.08.02.02 |  | Ethosuximide
12 | 08 | 02 | 03 | 12.08.02.03 |  | Free Carbamazepine
12 | 08 | 02 | 04 | 12.08.02.04 |  | Free Phenytoin
12 | 08 | 02 | 05 | 12.08.02.05 |  | Free Primodone
12 | 08 | 02 | 06 | 12.08.02.06 |  | Free Valproic Acid
12 | 08 | 02 | 07 | 12.08.02.07 |  | Phenobarbital
12 | 08 | 02 | 08 | 12.08.02.08 |  | Phenytoin
12 | 08 | 02 | 09 | 12.08.02.09 |  | Primidone
12 | 08 | 02 | 10 | 12.08.02.10 |  | Valproic Acid
12 | 08 | 02 | 11 | 12.08.02.11 |  | Gabapentin
12 | 08 | 02 | 12 | 12.08.02.12 |  | Lamotrigine
12 | 08 | 02 | 13 | 12.08.02.13 |  | Topiramate
12 | 08 | 02 | 14 | 12.08.02.14 |  | Zonisamide
12 | 08 | 02 | 15 | 12.08.02.15 |  | Levetiracetam
12 | 08 | 02 | 90 | 12.08.02.90 |  | Other Central Nervous System TDM
TOTAL 12.08.02
12 | 08 | 03 |  | 12.08.03 |  | Antibiotic TDM / Antivirus TDM
12 | 08 | 03 | 01 | 12.08.03.01 |  | Amikacin
12 | 08 | 03 | 02 | 12.08.03.02 |  | Chloramphenicol
12 | 08 | 03 | 03 | 12.08.03.03 |  | Dibekacin
12 | 08 | 03 | 04 | 12.08.03.04 |  | Gentamicin
12 | 08 | 03 | 05 | 12.08.03.05 |  | Kanamycin
12 | 08 | 03 | 06 | 12.08.03.06 |  | Netilmycin
12 | 08 | 03 | 07 | 12.08.03.07 |  | Sisomycin
12 | 08 | 03 | 08 | 12.08.03.08 |  | Streptomycin
12 | 08 | 03 | 09 | 12.08.03.09 |  | Tobramycin
12 | 08 | 03 | 10 | 12.08.03.10 |  | Vancomycin
12 | 08 | 03 | 11 | 12.08.03.11 |  | Teicoplanine
12 | 08 | 03 | 90 | 12.08.03.90 |  | Other Antibiotics TDM
TOTAL 12.08.03
12 | 08 | 04 |  | 12.08.04 |  | Anti-Asthma TDM
12 | 08 | 04 | 01 | 12.08.04.01 |  | Caffeine
12 | 08 | 04 | 02 | 12.08.04.02 | cr | Theophylline IC==> 12.70.08.11
12 | 08 | 04 | 90 | 12.08.04.90 |  | Other Anti-asthma TDM
TOTAL 12.08.04
12 | 08 | 05 |  | 12.08.05 |  | Anti-Neoplastic TDM
12 | 08 | 05 | 01 | 12.08.05.01 |  | Methotrexate
12 | 08 | 05 | 90 | 12.08.05.90 |  | Other Anti-neoplastic TDM
TOTAL 12.08.05
12 | 08 | 06 |  | 12.08.06 |  | Immunosuppressant TDM
12 | 08 | 06 | 01 | 12.08.06.01 |  | Cyclosporine Total
12 | 08 | 06 | 02 | 12.08.06.02 |  | Cyclosporine Specific
12 | 08 | 06 | 03 | 12.08.06.03 |  | Tacrolimus
12 | 08 | 06 | 04 | 12.08.06.04 |  | Rapamycin (Sirolimus)
12 | 08 | 06 | 05 | 12.08.06.05 |  | Mycophenolate
12 | 08 | 06 | 06 | 12.08.06.06 |  | Everolimus
12 | 08 | 06 | 90 | 12.08.06.90 |  | Other Immunosuppressant TDM
TOTAL 12.08.06
12 | 08 | 07 |  | 12.08.07 |  | Autoimmune Disease TDM
12 | 08 | 07 | 01 | 12.08.07.01 |  | Infliximab
12 | 08 | 07 | 02 | 12.08.07.02 |  | Adalimumab
12 | 08 | 07 | 03 | 12.08.07.03 |  | Etanercep
12 | 08 | 07 | 04 | 12.08.07.04 |  | Rituximab
12 | 08 | 07 | 90 | 12.08.07.90 |  | Other Autoimmune Disease TDM
TOTAL 12.08.07
12 | 08 | 90 |  | 12.08.90 |  | Other Therapeutic Drug Monitoring
12 | 08 | 90 | 90 | 12.08.90.90 |  | Other Other Therapeutic Drug Monitoring
TOTAL 12.08.90
TOTAL 12.08
12 | 09 |  |  | 12.09 |  | Drugs of Abuse / Toxicology
12 | 09 | 01 |  | 12.09.01 |  | Drugs of Abuse
12 | 09 | 01 | 01 | 12.09.01.01 | cr | Amphetamines Group IC==> 12.70.09.01
12 | 09 | 01 | 02 | 12.09.01.02 | cr | Amphetamine/Methamphetamine Specific IC==> 12.70.09.02
12 | 09 | 01 | 03 | 12.09.01.03 | cr | Barbiturates IC==> 12.70.09.03
12 | 09 | 01 | 04 | 12.09.01.04 | cr | Benzodiazepines IC==> 12.70.09.04
12 | 09 | 01 | 05 | 12.09.01.05 | cr | Cannabinoids IC==> 12.70.09.05 | THC
12 | 09 | 01 | 06 | 12.09.01.06 | cr | Cocaine + Cocaine Metabolites IC==> 12.70.09.06
12 | 09 | 01 | 07 | 12.09.01.07 |  | Codeine
12 | 09 | 01 | 08 | 12.09.01.08 |  | Cotinine
12 | 09 | 01 | 09 | 12.09.01.09 |  | Lysergic acid diethylamide | LSD
12 | 09 | 01 | 10 | 12.09.01.10 | cr | Methadone IC==> 12.70.09.07
12 | 09 | 01 | 11 | 12.09.01.11 |  | Methaqualone
12 | 09 | 01 | 12 | 12.09.01.12 |  | Morphines
12 | 09 | 01 | 13 | 12.09.01.13 | cr | Opiates IC==> 12.70.09.08
12 | 09 | 01 | 14 | 12.09.01.14 | cr | Phencyclidine IC==> 12.70.09.09 | PCP
12 | 09 | 01 | 15 | 12.09.01.15 |  | Propoxyphene
12 | 09 | 01 | 16 | 12.09.01.16 |  | 6-Acethylmorphium
12 | 09 | 01 | 17 | 12.09.01.17 |  | Buprenorphine
12 | 09 | 01 | 18 | 12.09.01.18 |  | Dextromethorphan | DXM
12 | 09 | 01 | 19 | 12.09.01.19 |  | MDMA (Ecstasy) | MDMA
12 | 09 | 01 | 20 | 12.09.01.20 |  | EDDP Specific (Methadone metabolites)
12 | 09 | 01 | 21 | 12.09.01.21 |  | Tramadol
12 | 09 | 01 | 22 | 12.09.01.22 |  | Fentanyl
12 | 09 | 01 | 23 | 12.09.01.23 |  | Oxycodine
12 | 09 | 01 | 90 | 12.09.01.90 |  | Other drugs of abuse
TOTAL 12.09.01
12 | 09 | 02 |  | 12.09.02 |  | Toxicology
12 | 09 | 02 | 01 | 12.09.02.01 |  | Acetaminophene (Paracetamol)
12 | 09 | 02 | 02 | 12.09.02.02 |  | 5-Aminolevulinate Dehydratase
12 | 09 | 02 | 03 | 12.09.02.03 |  | Amitriptyline
12 | 09 | 02 | 04 | 12.09.02.04 |  | Catecholamines
12 | 09 | 02 | 05 | 12.09.02.05 |  | Desipramine
12 | 09 | 02 | 06 | 12.09.02.06 |  | Doxepin plus metabolites
12 | 09 | 02 | 07 | 12.09.02.07 |  | Ethanol (Alcohol)
12 | 09 | 02 | 08 | 12.09.02.08 |  | Hippuric Acid
12 | 09 | 02 | 09 | 12.09.02.09 |  | Imipramine
12 | 09 | 02 | 10 | 12.09.02.10 |  | Nortriptyline
12 | 09 | 02 | 11 | 12.09.02.11 |  | Phenols
12 | 09 | 02 | 12 | 12.09.02.12 |  | Protoporphyrin IX
12 | 09 | 02 | 13 | 12.09.02.13 |  | Salicylate
12 | 09 | 02 | 14 | 12.09.02.14 |  | Trichloroacetic Acid
12 | 09 | 02 | 15 | 12.09.02.15 | cr | Tricyclic Antidepressants (Total) IC==> 12.70.09.10 | TAD / TCA
12 | 09 | 02 | 16 | 12.09.02.16 |  | Uro/Coproporphyrins
12 | 09 | 02 | 17 | 12.09.02.17 |  | Vanillylmandelic Acid | VMA
12 | 09 | 02 | 18 | 12.09.02.18 |  | Homovanillic Acid | HVA
12 | 09 | 02 | 20 | 12.09.02.20 |  | Ethyl Glucuronide | ETG
12 | 09 | 02 | 90 | 12.09.02.90 |  | Other Toxicology
TOTAL 12.09.02
TOTAL 12.09
12 | 10 |  |  | 12.10 |  | Auto-Immune Diseases
12 | 10 | 01 |  | 12.10.01 |  | Autoimmune Connective Tissue Diseases
12 | 10 | 01 | 01 | 12.10.01.01 |  | ANA Screening (including Multiplex / Multi-analytes testing) | ANA
12 | 10 | 01 | 02 | 12.10.01.02 |  | ENA Screening (including Multiplex / Multi-analytes testing) | ENA
12 | 10 | 01 | 05 | 12.10.01.05 |  | ds DNA - Antibodies
12 | 10 | 01 | 06 | 12.10.01.06 |  | ss DNA - Antibodies
12 | 10 | 01 | 07 | 12.10.01.07 |  | Histones (H1,H2a,H3,H4,…Hn)
12 | 10 | 01 | 08 | 12.10.01.08 |  | Jo-1
12 | 10 | 01 | 09 | 12.10.01.09 |  | PM-Scl - Antibodies
12 | 10 | 01 | 10 | 12.10.01.10 |  | Scl-70
12 | 10 | 01 | 11 | 12.10.01.11 |  | Sm
12 | 10 | 01 | 12 | 12.10.01.12 |  | SS-A
12 | 10 | 01 | 13 | 12.10.01.13 |  | SS-B
12 | 10 | 01 | 14 | 12.10.01.14 |  | U1-snRNP - Antibodies
12 | 10 | 01 | 15 | 12.10.01.15 |  | Anti-centromere Antibodies
12 | 10 | 01 | 16 | 12.10.01.16 |  | Nucleosome Antibodies
12 | 10 | 01 | 17 | 12.10.01.17 |  | Ribosomal Phosphoprotein Antibodies
12 | 10 | 01 | 90 | 12.10.01.90 |  | Other Autoimmune Connective Tissue Diseases Testing
TOTAL 12.10.01
12 | 10 | 02 |  | 12.10.02 |  | Neuro-Auto-Immune Disease
12 | 10 | 02 | 01 | 12.10.02.01 |  | Anti-Ganglioside-Antibodies Total
12 | 10 | 02 | 02 | 12.10.02.02 |  | Anti-GM1
12 | 10 | 02 | 03 | 12.10.02.03 |  | Asialo-GM1
12 | 10 | 02 | 04 | 12.10.02.04 |  | Anti-GD1b
12 | 10 | 02 | 05 | 12.10.02.05 |  | Gal(b1-3)
12 | 10 | 02 | 06 | 12.10.02.06 |  | GalNAc
12 | 10 | 02 | 07 | 12.10.02.07 |  | Anti-MAG (Myelin Associated Glycoprotein)
12 | 10 | 02 | 08 | 12.10.02.08 |  | Anti-CAR (Cancer Associated Retinopathy)
12 | 10 | 02 | 09 | 12.10.02.09 |  | Anti-Hu Antibody
12 | 10 | 02 | 10 | 12.10.02.10 |  | Anti-Yo Antibody
12 | 10 | 02 | 11 | 12.10.02.11 |  | Anti-Ri Antibody
12 | 10 | 02 | 12 | 12.10.02.12 |  | Anti-GQ1b
12 | 10 | 02 | 90 | 12.10.02.90 |  | Other Neuro-Auto-Immune Disease
TOTAL 12.10.02
12 | 10 | 03 |  | 12.10.03 |  | Thyroid-Auto-Immune Disease
12 | 10 | 03 | 01 | 12.10.03.01 |  | Thyroid Peroxidase (incl. Microsomal) Antibodies | Anti-TPO
12 | 10 | 03 | 03 | 12.10.03.03 |  | TSH Receptor Antibodies | Anti-TSHR
12 | 10 | 03 | 04 | 12.10.03.04 |  | Thyroglobulin Autoantibody | Anti-TG
12 | 10 | 03 | 05 | 12.10.03.05 |  | Thyroid Stimulating Immunoglobulin | Anti-TSI
12 | 10 | 03 | 90 | 12.10.03.90 |  | Other Thyroid-Auto-Immune Disease
TOTAL 12.10.03
12 | 10 | 04 |  | 12.10.04 |  | Vasculitis
12 | 10 | 04 | 01 | 12.10.04.01 |  | ANCA screening | ANCA
12 | 10 | 04 | 02 | 12.10.04.02 |  | MPO ANCA | MPO
12 | 10 | 04 | 03 | 12.10.04.03 |  | PR3 ANCA | PR3
12 | 10 | 04 | 90 | 12.10.04.90 |  | Other Vasculitis
TOTAL 12.10.04
12 | 10 | 05 |  | 12.10.05 |  | Anti-Phospholipid Syndrom | APLS
12 | 10 | 05 | 01 | 12.10.05.01 |  | Anti-Cardiolipin Antibodies | aCL
12 | 10 | 05 | 02 | 12.10.05.02 |  | Anti-Phosphatidylserin Antibodies | APS
12 | 10 | 05 | 03 | 12.10.05.03 |  | Anti-b2-Glycoprotein I Antibodies
12 | 10 | 05 | 05 | 12.10.05.05 |  | APLS Screening (or Anti-Cardiolipin / Anti-b2-Glycoprotein Combitest)
12 | 10 | 05 | 90 | 12.10.05.90 |  | Other Anti-Phospholip Syndrom
TOTAL 12.10.05
12 | 10 | 06 |  | 12.10.06 |  | Celiac disease
12 | 10 | 06 | 01 | 12.10.06.01 |  | Tissue Transglutaminase Antibodies
12 | 10 | 06 | 02 | 12.10.06.02 |  | Tissue Transglutaminase/ Gliadin Antibodies Combitest | TTG
12 | 10 | 06 | 03 | 12.10.06.03 |  | Antibodies to endomysial Autoantigenes
12 | 10 | 06 | 04 | 12.10.06.04 |  | Gliadin Antibodies
12 | 10 | 06 | 90 | 12.10.06.90 |  | Other celiac disease
TOTAL 12.10.06
12 | 10 | 07 |  | 12.10.07 |  | Autoimmune Hepatitis
12 | 10 | 07 | 01 | 12.10.07.01 |  | Hepatitis autoantibody screening
12 | 10 | 07 | 02 | 12.10.07.02 |  | Anti-Mitochondrial Antibodies | AMA
12 | 10 | 07 | 03 | 12.10.07.03 |  | LKM1 and Related Proteins Antibodies
12 | 10 | 07 | 04 | 12.10.07.04 |  | Anti-actin antibodies
12 | 10 | 07 | 05 | 12.10.07.05 |  | Parietal Cell Antibodies
12 | 10 | 07 | 06 | 12.10.07.06 |  | Sp 100 Antibodies
12 | 10 | 07 | 07 | 12.10.07.07 |  | Antibodies to soluble Liverantigenes
12 | 10 | 07 | 90 | 12.10.07.90 |  | Other Autoimmune Hepatitis
TOTAL 12.10.07
12 | 10 | 08 |  | 12.10.08 |  | Inflamatory Bowel Disease (IBD)
12 | 10 | 08 | 01 | 12.10.08.01 |  | Saccharomyces cerevisiae Antibodies
12 | 10 | 08 | 02 | 12.10.08.02 |  | Perinuclear Anti-Neutrophil Cytoplasmic Antibodies | PANCA
12 | 10 | 08 | 90 | 12.10.08.90 |  | Others Inflamatory Bowel Disease
TOTAL 12.10.08
12 | 10 | 90 |  | 12.10.90 |  | Other Auto-Immune Disease
12 | 10 | 90 | 05 | 12.10.90.05 |  | Complement Activation | CAE
12 | 10 | 90 | 07 | 12.10.90.07 |  | Goodpasture Antibodies
12 | 10 | 90 | 13 | 12.10.90.13 |  | Sperm Antibodies
12 | 10 | 90 | 15 | 12.10.90.15 |  | Antibodies to Glomerular Basal Membrane
12 | 10 | 90 | 23 | 12.10.90.23 |  | Acetylcholin Receptor Antibodies | ARA
12 | 10 | 90 | 24 | 12.10.90.24 |  | LDL Antibodies
12 | 10 | 90 | 90 | 12.10.90.90 |  | Other Other Auto-Immune Disease Tests
TOTAL 12.10.90
TOTAL 12.10
12 | 11 |  |  | 12.11 |  | Rheumatoid - Inflammatory Diseases Markers
12 | 11 | 01 |  | 12.11.01 |  | Rheumatoid - Inflammatory Diseases Markers
12 | 11 | 01 | 01 | 12.11.01.01 |  | Anti-Streptococcal Deoxyribonuclease B (Anti-DNAase B) | ADNase B
12 | 11 | 01 | 02 | 12.11.01.02 |  | Anti-Streptococcal Hyaluronidase
12 | 11 | 01 | 03 | 12.11.01.03 |  | Anti-Streptokinase | ASK
12 | 11 | 01 | 04 | 12.11.01.04 |  | Anti-Streptolysin O Reaction Time / Titre (qualitative) | ASR
12 | 11 | 01 | 05 | 12.11.01.05 |  | Anti-Streptolysin O (quantitative) | ASL/ASLO
12 | 11 | 01 | 06 | 12.11.01.06 |  | Anti-Staphylolysin Reaction Time / Titre (qualitative)
12 | 11 | 01 | 07 | 12.11.01.07 |  | Anti-Staphylolysin (quantitative)
12 | 11 | 01 | 08 | 12.11.01.08 |  | Circulating Immune Complexes | CIC
12 | 11 | 01 | 09 | 12.11.01.09 | cr | C-Reactive Protein IC RT/POC => 12.70.11.01 | CRP
12 | 11 | 01 | 10 | 12.11.01.10 |  | Rheumatoid Factors | RF
12 | 11 | 01 | 11 | 12.11.01.11 |  | Anti-Cyclic Citrullinated Peptide | Anti-CCP
12 | 11 | 01 | 21 | 12.11.01.21 |  | Anti-Streptococcal Screening
12 | 11 | 01 | 90 | 12.11.01.90 |  | Other Rheumatoid / Inflammatory Disease Markers
TOTAL 12.11
12 | 12 |  |  | 12.12 |  | Specific Organ Function Assays
12 | 12 | 01 |  | 12.12.01 |  | Liver Function (Immunochemistry)
12 | 12 | 01 | 01 | 12.12.01.01 |  | MEGX
12 | 12 | 01 | 02 | 12.12.01.02 |  | Carbo Hydrate Deficient Transferrin | CDT
12 | 12 | 01 | 03 | 12.12.01.03 |  | Hyaluronic acid | HA
12 | 12 | 01 | 04 | 12.12.01.04 |  | Procollagen III Amino Terminal Peptide | PIIINP
12 | 12 | 01 | 05 | 12.12.01.05 |  | Tissue Inhibitor of Metalloproteinase 1 | TIMP-1
12 | 12 | 01 | 90 | 12.12.01.90 |  | Other Liver Function
TOTAL 12.12.01
12 | 12 | 90 |  | 12.12.90 |  | Other Organ Function Assays
12 | 12 | 90 | 90 | 12.12.90.90 |  | Other Other Organ Function Assays
TOTAL 12.12.90
TOTAL 12.12
12 | 13 |  |  | 12.13 |  | Cardiac Markers
12 | 13 | 01 |  | 12.13.01 |  | Cardiac Markers
12 | 13 | 01 | 01 | 12.13.01.01 |  | BNP / proBNP (including other Natriuric Peptides)
12 | 13 | 01 | 02 | 12.13.01.02 | cr | Creatine Kinase - MB mass (IC) CC =>11.01.01.14 | CK-MB
12 | 13 | 01 | 03 | 12.13.01.03 |  | Heart-Type Fatty Acid-Binding Protein | H-FABP
12 | 13 | 01 | 04 | 12.13.01.04 |  | Glycogen Phosphorylase BB
12 | 13 | 01 | 05 | 12.13.01.05 |  | Myoglobin | MYO
12 | 13 | 01 | 06 | 12.13.01.06 |  | Myosin Light Chain
12 | 13 | 01 | 07 | 12.13.01.07 |  | Troponin I/T
12 | 13 | 01 | 09 | 12.13.01.09 | cr | Homocysteine Hematology => 13.02.06.16
12 | 13 | 01 | 10 | 12.13.01.10 |  | High-Sensitivity C-Reactive Protein | hs-CRP
12 | 13 | 01 | 11 | 12.13.01.11 |  | Ischemia Modified Albumin | IMA
12 | 13 | 01 | 12 | 12.13.01.12 |  | Myeloperoxidase | MPO
12 | 13 | 01 | 13 | 12.13.01.13 |  | Lipoprotein-associated phospholipase A2 | Lp-PLA2
12 | 13 | 01 | 14 | 12.13.01.14 |  | Galectin-3
12 | 13 | 01 | 15 | 12.13.01.15 |  | ST2
12 | 13 | 01 | 16 | 12.13.01.16 |  | Copeptin
12 | 13 | 01 | 17 | 12.13.01.17 |  | Mid-regional pro atrial natriuretic peptide (MR-proANP) | proANP
12 | 13 | 01 | 90 | 12.13.01.90 |  | Other Cardiac Markers
TOTAL 12.13
12 | 14 |  |  | 12.14 |  | Traumatic Brain Injury Markers
12 | 14 | 01 |  | 12.14.01 |  | Traumatic Brain Injury Markers
12 | 14 | 01 | 01 | 12.14.01.01 |  | Glial Fibrillary Acidic Protein / Ubiquitin C-terminal Hydrolase-L1 | GFAP/ UCH-L1
12 | 14 | 01 | 02 | 12.14.01.02 |  | Protein S-100 B | S-100B
12 | 14 | 01 | 90 | 12.14.01.90 |  | Other Traumatic Brain Injury Markers
TOTAL 12.14
12 | 30 |  |  | 12.30 |  | Multiple Parameters - Immunochemistry
12 | 30 | 01 |  | 12.30.01 |  | Multiple - Immunochemistry Reagents
12 | 30 | 01 | 90 | 12.30.01.90 |  | Other Multiple Immunochemistry Reagents
TOTAL 12.30
12 | 50 |  |  | 12.50 |  | Controls, Standards and Calibrators - Immunochemistry
12 | 50 | 01 |  | 12.50.01 |  | Specific Controls - Immunochemistry
12 | 50 | 01 | 02 | 12.50.01.02 |  | TDM/Drug Controls
12 | 50 | 01 | 04 | 12.50.01.04 |  | Hormone Controls
12 | 50 | 01 | 06 | 12.50.01.06 |  | Specific Protein Controls
12 | 50 | 01 | 08 | 12.50.01.08 |  | Cardiac Marker Controls
12 | 50 | 01 | 10 | 12.50.01.10 |  | Tumour Marker Controls
12 | 50 | 01 | 12 | 12.50.01.12 |  | Anaemia Related/Vitamin Controls
12 | 50 | 01 | 14 | 12.50.01.14 |  | Autoimmune Controls
12 | 50 | 01 | 15 | 12.50.01.15 |  | Rheumatoid Controls
12 | 50 | 01 | 16 | 12.50.01.16 |  | Individual and Specified Hormones Controls
12 | 50 | 01 | 90 | 12.50.01.90 |  | Other Specific Controls - Immunochemistry
TOTAL 12.50.01
12 | 50 | 02 |  | 12.50.02 |  | Multicomponent Controls Immunochemistry
12 | 50 | 02 | 30 | 12.50.02.30 |  | Multi Constituents Immunochemistry Controls
TOTAL 12.50.02
12 | 50 | 03 |  | 12.50.03 |  | Standards and Calibrators Immunochemistry
12 | 50 | 03 | 01 | 12.50.03.01 |  | TDM/Drug Standards and Calibrators
12 | 50 | 03 | 03 | 12.50.03.03 |  | Hormone Standards and Calibrators
12 | 50 | 03 | 05 | 12.50.03.05 |  | Specific Protein Standards and Calibrators
12 | 50 | 03 | 07 | 12.50.03.07 |  | Cardiac Marker Standards and Calibrators
12 | 50 | 03 | 09 | 12.50.03.09 |  | Tumour Marker Standards and Calibrators
12 | 50 | 03 | 11 | 12.50.03.11 |  | Anaemia Related/Vitamin Standards and Calibrators
12 | 50 | 03 | 13 | 12.50.03.13 |  | Autoimmune Standards and Calibrators
12 | 50 | 03 | 14 | 12.50.03.14 |  | Rheumatoid Standards and Calibrators
12 | 50 | 03 | 15 | 12.50.03.15 |  | Individual and Specified Hormones Standards and Calibrators
12 | 50 | 03 | 80 | 12.50.03.80 |  | Other Standards and Calibrators - Immunochemistry
TOTAL 12.50.03
TOTAL 12.50
12 | 70 |  |  | 12.70 |  | Immunochemistry- Rapid Tests & Point of Care
12 | 70 | 01 |  | 12.70.01 |  | Specific Proteins RT & POC
12 | 70 | 01 | 01 | 12.70.01.01 | cr | Albumin incl. uAlbumin RT & POC IC => 12.01.03.01 CC==> 11.02.01.01
12 | 70 | 01 | 02 | 12.70.01.02 | cr | Glycosylated/Glycated Haemoglobin (IC) - RT & POC IC=> 12.06.01.06, CC=>11.02.01.14 or 11.70.01.07 | HbA1c
12 | 70 | 01 | 90 | 12.70.01.90 |  | Other Specific Proteins RT & POC
TOTAL 12.70.01
12 | 70 | 03 |  | 12.70.03 |  | Tumour Markers RT & POC
12 | 70 | 03 | 01 | 12.70.03.01 |  | BTA - RT & POC | BTA
12 | 70 | 03 | 11 | 12.70.03.11 |  | PSA - RT & POC
12 | 70 | 03 | 21 | 12.70.03.21 | cr | Fecal Occult Blood - RT & POC CC =>11.70.03.01, IC =>12.03.90.04 | FOB / IFT / iFOBT
12 | 70 | 03 | 90 | 12.70.03.90 |  | Other Tumour Marker RT & POC
TOTAL 12.70.03
12 | 70 | 05 |  | 12.70.05 |  | Fertility / Pregnancy RT & POC
12 | 70 | 05 | 01 | 12.70.05.01 |  | FSH - RT & POC | FSH
12 | 70 | 05 | 02 | 12.70.05.02 |  | HCG - RT & POC | HCG
12 | 70 | 05 | 03 | 12.70.05.03 |  | HPL - RT & POC | HPL
12 | 70 | 05 | 04 | 12.70.05.04 |  | LH - RT & POC
12 | 70 | 05 | 05 | 12.70.05.05 |  | bHCG - RT & POC | bHCG
12 | 70 | 05 | 90 | 12.70.05.90 |  | Other Fertility/Pregnancy RT & POC
TOTAL 12.70.05
12 | 70 | 06 |  | 12.70.06 |  | Individual and Specified Hormones/Proteins RT & POC
12 | 70 | 06 | 01 | 12.70.06.01 |  | Parathyroid Hormone RT & POC, nonRT/nonPOC ==> in subgroup 12.06.03 | PTH
12 | 70 | 06 | 02 | 12.70.06.02 |  | Thyroid-stimulating Hormone RT & POC, nonRT/nonPOC ==> in subgroup 12.04.01 | TSH
12 | 70 | 06 | 03 | 12.70.06.03 |  | Procalcitonin (PCT) RT & POC, nonRT/nonPOC ==> in subgroup 12.06.90 | PCT
12 | 70 | 06 | 06 | 12.70.06.06 |  | Neutrophil Gelatinase associated Lipocalin (lipocalin 2) - RT & POC | NGAL
12 | 70 | 06 | 90 | 12.70.06.90 |  | Other Individual and Specified Hormones/Proteins RT & POC
Total 12.70.06
12 | 70 | 08 |  | 12.70.08 |  | Therapeutic Drug Monitoring (TDM) RT & POC
12 | 70 | 08 | 11 | 12.70.08.11 |  | Theophylline - RT & POC
12 | 70 | 08 | 90 | 12.70.08.90 |  | Other TDM RT & POC
TOTAL 12.70.08
12 | 70 | 09 |  | 12.70.09 |  | Drugs of Abuse/Toxicology RT & POC
12 | 70 | 09 | 01 | 12.70.09.01 | cr | Amphetamines - RT & POC IC==> 12.09.01.01
12 | 70 | 09 | 02 | 12.70.09.02 | cr | Amphetamine/Methamphetamine Specific (+Ecstasy) - RT & POC IC==> 12.09.01.02
12 | 70 | 09 | 03 | 12.70.09.03 | cr | Barbiturates - RT & POC IC==> 12.09.01.03
12 | 70 | 09 | 04 | 12.70.09.04 | cr | Benzodiazepines - RT & POC IC==> 12.09.01.04
12 | 70 | 09 | 05 | 12.70.09.05 | cr | Cannabinoids - RT & POC IC ==> 12.09.01.05
12 | 70 | 09 | 06 | 12.70.09.06 | cr | Cocaine + Cocaine Metabolites - RT & POC IC ==> 12.09.01.06 | THC
12 | 70 | 09 | 07 | 12.70.09.07 | cr | Methadone incl. EDDP - RT & POC IC ==> 12.09.01.10
12 | 70 | 09 | 08 | 12.70.09.08 | cr | Opiates - RT & POC IC ==> 12.09.01.13
12 | 70 | 09 | 09 | 12.70.09.09 | cr | Phencyclidine - RT & POC IC ==> 12.09.01.14 | PCP
12 | 70 | 09 | 10 | 12.70.09.10 | cr | Tricyclic Antidepressants - RT & POC IC ==> 12.09.02.15 | TAD
12 | 70 | 09 | 70 | 12.70.09.70 |  | Multiple Drugs of Abuse/Toxicology RT & POC
12 | 70 | 09 | 90 | 12.70.09.90 |  | Other Drugs of Abuse/Toxicology RT & POC IC ==> 12.09.01.90
TOTAL 12.70.09
12 | 70 | 11 |  | 12.70.11 |  | Rheumatoid / Inflammatory Disease RT & POC
12 | 70 | 11 | 01 | 12.70.11.01 | cr | C-Reactive Protein - RT & POC IC (nonRT/nonPOC) => 12.11.01.09 | CRP
12 | 70 | 11 | 90 | 12.70.11.90 |  | Other Rheumatoid / Inflammatory Disease RT & POC
12 | [5 empty] | TOTAL 12.70.11
12 | 70 | 13 |  | 12.70.13 |  | Cardiac Markers - RT & POC
12 | 70 | 13 | 01 | 12.70.13.01 |  | Creatine Kinase - MB mass - RT & POC | CK-MB
12 | 70 | 13 | 02 | 12.70.13.02 |  | Myoglobin - RT & POC | MYO
12 | 70 | 13 | 03 | 12.70.13.03 |  | Troponin I/T - RT & POC
12 | 70 | 13 | 04 | 12.70.13.04 |  | BNP / proBNP - RT & POC (including other Natriuric Peptides)
12 | 70 | 13 | 05 | 12.70.13.05 |  | Heart-Type Fatty Acid-Binding Protein - RT & POC | H-FABP
12 | 70 | 13 | 70 | 12.70.13.70 |  | Multiple Cardiac Markers - RT & POC
12 | 70 | 13 | 90 | 12.70.13.90 |  | Other Cardiac Markers - RT & POC
TOTAL 12.70.13
12 | 70 | 50 |  | 12.70.50 |  | Controls, Standards and Calibrators Immunochem - RT & POC
12 | 70 | 50 | 50 | 12.70.50.50 |  | Controls Immunochem - RT & POC
12 | 70 | 50 | 90 | 12.70.50.90 |  | Standards and Calibrators Immunochem - RT & POC
TOTAL 12.70.50
12 | 70 | 90 |  | 12.70.90 |  | Other Rapid Tests & Point of Care - Immunochemistry
12 | 70 | 90 | 90 | 12.70.90.90 |  | Other Other RT and POC - Immunochemistry
TOTAL 12.70.90
TOTAL 12.70
12 | 80 |  |  | 12.80 |  | Immunochemistry – Clinical Mass Spectrometry
12 | 80 | 01 |  | 12.80.01 |  | Steroids - Mass Spectrometry (LC-MS/MS)
12 | 80 | 01 | 60 | 12.80.01.60 |  | Single-parameter Steroids - Mass Spectrometry (LC-MS/MS)
12 | 80 | 01 | 80 | 12.80.01.80 |  | Multi-parameter Steroids - Mass Spectrometry (LC-MS/MS)
TOTAL 12.80.01
12 | 80 | 02 |  | 12.80.02 |  | Biogenic Amines - Mass Spectrometry (LC-MS/MS)
12 | 80 | 02 | 60 | 12.80.02.60 |  | Single-parameter Biogenic Amines - Mass Spectrometry (LC-MS/MS)
12 | 80 | 02 | 80 | 12.80.02.80 |  | Multi-parameter Biogenic Amines - Mass Spectrometry (LC-MS/MS)
TOTAL 12.80.02
12 | 80 | 08 |  | 12.80.08 |  | Therapeutic Drug Monitoring - Mass Spectrometry (LC-MS/MS)
12 | 80 | 08 | 60 | 12.80.08.60 |  | Single-parameter Therapeutic Drug Monitoring - Mass Spectrometry (LC-MS/MS)
12 | 80 | 08 | 80 | 12.80.08.80 |  | Multi-parameter Therapeutic Drug Monitoring - Mass Spectrometry (LC-MS/MS)
TOTAL 12.80.08
12 | 80 | 09 |  | 12.80.09 |  | Drugs of Abuse / Toxicology - Mass Spectrometry (LC-MS/MS)
12 | 80 | 09 | 60 | 12.80.09.60 |  | Single-parameter Drugs of Abuse / Toxicology - Mass Spectrometry (LC-MS/MS)
12 | 80 | 09 | 80 | 12.80.09.80 |  | Multi-parameter Drugs of Abuse / Toxicology - Mass Spectrometry (LC-MS/MS)
TOTAL 12.80.09
12 | 80 | 50 |  | 12.80.50 |  | Controls, Standards and Calibrators - Immunochemistry – Mass Spectrometry (LC-MS/MS)
12 | 80 | 50 | 01 | 12.80.50.01 |  | Single-parameter Controls - Immunochemistry – Mass Spectrometry (LC-MS/MS)
12 | 80 | 50 | 02 | 12.80.50.02 |  | Multi-parameter Controls - Immunochemistry – Mass Spectrometry (LC-MS/MS)
12 | 80 | 50 | 03 | 12.80.50.03 |  | Standards and Calibrators - Immunochemistry – Mass Spectrometry (LC-MS/MS)
TOTAL 12.80.50
12 | 80 | 90 |  | 12.80.90 |  | Other Immunochemistry Reagents - Mass Spectrometry (LC-MS/MS)
12 | 80 | 90 | 60 | 12.80.90.60 |  | Other Single-parameter Immunochemistry Reagents - Mass Spectrometry (LC-MS/MS)
12 | 80 | 90 | 80 | 12.80.90.80 |  | Other Multi-parameter Immunochemistry Reagents - Mass Spectrometry (LC-MS/MS)
TOTAL 12.80.90
TOTAL 12.80
12 | 90 |  |  | 12.90 |  | Other Immunochemistry
12 | 90 | 01 |  | 12.90.01 |  | Other Immunochemistry
12 | 90 | 01 | 01 | 12.90.01.01 |  | Antisera (monovalent and polyvalent)
12 | 90 | 01 | 02 | 12.90.01.02 |  | Amanitin ( Organic poisons )
12 | 90 | 01 | 70 | 12.90.01.70 |  | Buffers (unassignable ), Supplem. Reagents, etc (IC)
12 | 90 | 01 | 80 | 12.90.01.80 |  | Coated Tubes and Beads (unassignable) (IC)
TOTAL 12.90.01
12 | 90 | 90 |  | 12.90.90 |  | Other Other Immunochemistry Reagents
12 | 90 | 90 | 90 | 12.90.90.90 |  | Other Other Immunochemistry Reagents
TOTAL 12.90.90
TOTAL 12.90
TOTAL 12
13 |  |  |  | 13 |  | HAEMATOLOGY / HAEMOSTASIS / IMMUNOHAEMATOLOGY / HISTOLOGY / CYTOLOGY
13 | 01 |  |  | 13.01 |  | Haematology Reagents
13 | 01 | 01 |  | 13.01.01 |  | Reagents for (Automated) Haematology Analyzer
13 | 01 | 01 | 01 | 13.01.01.01 |  | CBC-Reagents (Cleaning-/Diluting-/Lysing-/Sheat-fluids)
13 | 01 | 01 | 10 | 13.01.01.10 |  | Specific Reticulocyte Reagents
13 | 01 | 01 | 90 | 13.01.01.90 |  | Other Reagents for (Automated) Haematology Analyzer
TOTAL 13.01.01
13 | 01 | 02 |  | 13.01.02 |  | Haemoglobin (Types) Testing
13 | 01 | 02 | 01 | 13.01.02.01 |  | Haemoglobin determinations (Total Hb)
13 | 01 | 02 | 02 | 13.01.02.02 |  | Haemoglobin subtypes HbA2,HbC,HbF,HbS,etc.(excl. HbA1)
13 | 01 | 02 | 90 | 13.01.02.90 |  | Other Haemoglobin (Types) Testing
TOTAL 13.01.02
13 | 01 | 03 |  | 13.01.03 |  | Cellular Stains for Microscopy
13 | 01 | 03 | 01 | 13.01.03.01 |  | Histo / Cyto stains
13 | 01 | 03 | 02 | 13.01.03.02 |  | Romanowsky stains
13 | 01 | 03 | 90 | 13.01.03.90 |  | Other Haematology Stains for Microscopy
TOTAL 13.01.03
13 | 01 | 04 |  | 13.01.04 |  | Erythrocyte Sedimentation Rate (ESR) Test
13 | 01 | 04 | 01 | 13.01.04.01 |  | Erythrocyte Sedimentation Rate (ESR) Test | ESR
TOTAL 13.01.04
13 | 01 | 50 |  | 13.01.50 |  | Haematology Controls and Calibrators
13 | 01 | 50 | 01 | 13.01.50.01 |  | Blood Normal Controls
13 | 01 | 50 | 02 | 13.01.50.02 |  | Blood Abnormal Controls
13 | 01 | 50 | 03 | 13.01.50.03 |  | Blood Multilevel Controls
13 | 01 | 50 | 04 | 13.01.50.04 |  | Haemoglobin Controls
13 | 01 | 50 | 05 | 13.01.50.05 |  | Platelet Controls
13 | 01 | 50 | 06 | 13.01.50.06 |  | Reticulocyte Controls
13 | 01 | 50 | 07 | 13.01.50.07 |  | Whole Blood Calibrators
13 | 01 | 50 | 90 | 13.01.50.90 |  | Other Haematology Controls
TOTAL 13.01.50
13 | 01 | 70 |  | 13.01.70 |  | Haematology Rapid Tests & Point of Care
13 | 01 | 70 | 01 | 13.01.70.01 |  | Haemoglobin (Hb)
13 | 01 | 70 | 02 | 13.01.70.02 |  | Erythrocytes (Ery)
13 | 01 | 70 | 03 | 13.01.70.03 |  | Haematocrit (HCT)
13 | 01 | 70 | 04 | 13.01.70.04 |  | White Blood Cells (WBC)
13 | 01 | 70 | 05 | 13.01.70.05 |  | Platelets
13 | 01 | 70 | 50 | 13.01.70.50 |  | Haematology Controls - RT & POC
13 | 01 | 70 | 70 | 13.01.70.70 |  | Haematology Standards and Calibrators - RT & POC
13 | 01 | 70 | 90 | 13.01.70.90 |  | Other Haematology Rapid Tests & Point of Care
TOTAL 13.01.70
13 | 01 | 90 |  | 13.01.90 |  | Other Haematology Reagents
13 | 01 | 90 | 01 | 13.01.90.01 |  | Cellular enzyme determination reagents (G-6-PDH, Pyuvate Kinase)
13 | 01 | 90 | 90 | 13.01.90.90 |  | Other Other Haematology Reagents
TOTAL 13.01.90
13 | 02 |  |  | 13.02 |  | Haemostasis Reagents (Coagulation)
13 | 02 | 01 |  | 13.02.01 |  | General Coagulation Tests
13 | 02 | 01 | 01 | 13.02.01.01 |  | Prothrombin time ( Quick Test ) | PT
13 | 02 | 01 | 02 | 13.02.01.02 |  | Activated Partial Thromboplastin Time | APTT
13 | 02 | 01 | 03 | 13.02.01.03 |  | Thrombin Time / Reptilase / Batroxbin Time | TT
13 | 02 | 01 | 04 | 13.02.01.04 |  | Activated Clotting Time | ACT
13 | 02 | 01 | 90 | 13.02.01.90 |  | Other General Coagulation Tests
TOTAL 13.02.01
13 | 02 | 02 |  | 13.02.02 |  | Coagulation Factors
13 | 02 | 02 | 01 | 13.02.02.01 |  | Fibrinogen Assays (Factor I) | FBG
13 | 02 | 02 | 02 | 13.02.02.02 |  | Coagulation factor II ( Prothrombin ) | F II
13 | 02 | 02 | 03 | 13.02.02.03 |  | Coagulation factor II a ( Thrombin ) | F IIa
13 | 02 | 02 | 04 | 13.02.02.04 |  | Coagulation factor V | F V
13 | 02 | 02 | 05 | 13.02.02.05 |  | Coagulation factor VII | F VII
13 | 02 | 02 | 06 | 13.02.02.06 |  | Coagulation factor VII a | F VIIa
13 | 02 | 02 | 07 | 13.02.02.07 |  | Coagulation factor VIII | F VIII
13 | 02 | 02 | 08 | 13.02.02.08 |  | Coagulation factor IX | F IX
13 | 02 | 02 | 09 | 13.02.02.09 |  | Coagulation factor X | F X
13 | 02 | 02 | 11 | 13.02.02.11 |  | Coagulation factor XI | F XI
13 | 02 | 02 | 12 | 13.02.02.12 |  | Coagulation factor XII | F XII
13 | 02 | 02 | 13 | 13.02.02.13 |  | Coagulation factor XII a | F XIIa
13 | 02 | 02 | 14 | 13.02.02.14 |  | Coagulation factor XIII | F XIII
13 | 02 | 02 | 17 | 13.02.02.17 |  | Coagulation factor HMW-Kininogen (Fitzgerald)
13 | 02 | 02 | 18 | 13.02.02.18 |  | Coagulation factor von Willebrand (Ag) | vWF:Ag
13 | 02 | 02 | 19 | 13.02.02.19 |  | Prekallikrein / Kallikrein (Fletcher factor)
13 | 02 | 02 | 21 | 13.02.02.21 |  | Coagulation factor von Willebrand Activity / Ristocetin Cofactor Activity (RCO) | vWF:Rco / vWF:Act
13 | 02 | 02 | 22 | 13.02.02.22 |  | Coagulation factor von Willebrand Collagen Binding Assay (CBA) | vWF:CBA
13 | 02 | 02 | 90 | 13.02.02.90 |  | Other Coagulation Factors
TOTAL 13.02.02
13 | 02 | 03 |  | 13.02.03 |  | Special Coagulation Tests
13 | 02 | 03 | 03 | 13.02.03.03 |  | Fibrin sensitivity monomer | FM
13 | 02 | 03 | 04 | 13.02.03.04 |  | Fibrinopeptide A
13 | 02 | 03 | 05 | 13.02.03.05 |  | Standard Heparin Low Molecular Weight Heparin => 13.02.03.10 | SH
13 | 02 | 03 | 06 | 13.02.03.06 |  | Hirudin Test
13 | 02 | 03 | 07 | 13.02.03.07 |  | Plasmin - a2 - Antiplasmin Complex | PAP
13 | 02 | 03 | 08 | 13.02.03.08 |  | Prothrombin Fragment 1 + 2 | F 1+2
13 | 02 | 03 | 09 | 13.02.03.09 |  | Thrombin-Antithrombin III-Complex | TAT
13 | 02 | 03 | 10 | 13.02.03.10 |  | Low Molecular Weight Heparin Standard Heparin => 13.02.03.05 | LMWH
13 | 02 | 03 | 11 | 13.02.03.11 |  | Anti Xa activity for Heparin and DOAC
13 | 02 | 03 | 12 | 13.02.03.12 |  | Anti Iia activity fot DOAC
13 | 02 | 03 | 13 | 13.02.03.13 |  | ADAMTS13 (Activity, Ag, Ab, Inhibitor) - specific von Willebrand factor (VWF) - cleaving protease
13 | 02 | 03 | 90 | 13.02.03.90 |  | Other Special Coagulation Tests
TOTAL 13.02.03
13 | 02 | 04 |  | 13.02.04 |  | Platelet Factors
13 | 02 | 04 | 01 | 13.02.04.01 |  | Aggregation Reagents
13 | 02 | 04 | 02 | 13.02.04.02 |  | Platelet Factor 4 | PF4
13 | 02 | 04 | 03 | 13.02.04.03 |  | Prostacyclin
13 | 02 | 04 | 04 | 13.02.04.04 |  | Thromboxane
13 | 02 | 04 | 05 | 13.02.04.05 |  | b-Thromboglobulin | BTG
13 | 02 | 04 | 06 | 13.02.04.06 |  | Screening for primary Hemostasis
13 | 02 | 04 | 07 | 13.02.04.07 |  | P2Y12 receptor | P2Y12
13 | 02 | 04 | 90 | 13.02.04.90 |  | Other Primary Hemostasis/Platelet Factors
TOTAL 13.02.04
13 | 02 | 05 |  | 13.02.05 |  | Fibrinolysis
13 | 02 | 05 | 01 | 13.02.05.01 |  | a2-Antiplasmin | a2AP
13 | 02 | 05 | 02 | 13.02.05.02 |  | Fibrinogen Degradation Products | FDP
13 | 02 | 05 | 03 | 13.02.05.03 |  | D-Dimer
13 | 02 | 05 | 04 | 13.02.05.04 |  | Plasmin
13 | 02 | 05 | 05 | 13.02.05.05 |  | Plasminogen | PLG
13 | 02 | 05 | 06 | 13.02.05.06 |  | Plasminogen Activator-Inhibitors | PAI
13 | 02 | 05 | 07 | 13.02.05.07 |  | Tissue Plasminogen Activator | tPA
13 | 02 | 05 | 08 | 13.02.05.08 |  | Urokinase Plasminogen Activator | UPA
13 | 02 | 05 | 09 | 13.02.05.09 |  | Thrombin Activating Fibrinolysis Inhibitor | TAFI
13 | 02 | 05 | 90 | 13.02.05.90 |  | Other Fibrinolysis Tests
TOTAL 13.02.05
13 | 02 | 06 |  | 13.02.06 |  | Coagulation Inhibitors/Thrombophilia Markers
13 | 02 | 06 | 01 | 13.02.06.01 |  | Anti-Phospholipid Antibodies
13 | 02 | 06 | 02 | 13.02.06.02 |  | Antithrombin | AT
13 | 02 | 06 | 04 | 13.02.06.04 |  | Coagulation factor VIII Inhibitor
13 | 02 | 06 | 05 | 13.02.06.05 |  | Coagulation factor IX Inhibitor
13 | 02 | 06 | 06 | 13.02.06.06 |  | Coagulation factor X Inhibitor
13 | 02 | 06 | 07 | 13.02.06.07 |  | Lupus Anticoagulant | LA
13 | 02 | 06 | 08 | 13.02.06.08 |  | Protein C | PC
13 | 02 | 06 | 10 | 13.02.06.10 |  | Heparin Cofactor II - Tissue Factor Pathway Inhibitor
13 | 02 | 06 | 11 | 13.02.06.11 |  | APC Resistance
13 | 02 | 06 | 12 | 13.02.06.12 |  | Pro C Global
13 | 02 | 06 | 13 | 13.02.06.13 |  | Free Protein S Antigen | Free PS Ag
13 | 02 | 06 | 14 | 13.02.06.14 |  | Total Protein S Antigen | Total PS Ag
13 | 02 | 06 | 15 | 13.02.06.15 |  | Protein S Activity | PS Act.
13 | 02 | 06 | 16 | 13.02.06.16 | cr | Homocysteine IC => 12.13.01.09
13 | 02 | 06 | 17 | 13.02.06.17 |  | Coagulation Inhibitors/Thrombophilia Markers for Heparin Induced Thrombocytopenia test (HIT)
13 | 02 | 06 | 90 | 13.02.06.90 |  | Other Coagulation Inhibitors
TOTAL 13.02.06
13 | 02 | 50 |  | 13.02.50 |  | Haemostasis Calibrators/Controls
13 | 02 | 50 | 01 | 13.02.50.01 |  | Haemostasis Calibration Plasmas
13 | 02 | 50 | 02 | 13.02.50.02 |  | Haemostasis Controls Plasmas
13 | 02 | 50 | 90 | 13.02.50.90 |  | Other Haemostasis Controls
TOTAL 13.02.50
13 | 02 | 70 |  | 13.02.70 |  | Haemostasis Rapid Tests & Point of Care
13 | 02 | 70 | 01 | 13.02.70.01 |  | Prothrombin Time RT & POC
13 | 02 | 70 | 02 | 13.02.70.02 |  | Activated Partial Thromboplastin Time RT & POC
13 | 02 | 70 | 03 | 13.02.70.03 |  | D-Dimer - RT & POC
13 | 02 | 70 | 04 | 13.02.70.04 |  | Activated Clotting Time RT & POC | ACT
13 | 02 | 70 | 05 | 13.02.70.05 |  | Heparin Induced Thrombocytopenia test (HIT) RT & POC
13 | 02 | 70 | 50 | 13.02.70.50 |  | Haemostasis Controls - RT & POC
13 | 02 | 70 | 70 | 13.02.70.70 |  | Haemostasis Standards and Calibrators - RT & POC
13 | 02 | 70 | 90 | 13.02.70.90 |  | Other Haemostasis RT & POC
TOTAL 13.02.70
13 | 02 | 80 |  | 13.02.80 |  | Auxiliary Reagents and Supplements (Haemostasis)
13 | 02 | 80 | 01 | 13.02.80.01 |  | Calcium Chloride
13 | 02 | 80 | 02 | 13.02.80.02 |  | Citrate
13 | 02 | 80 | 03 | 13.02.80.03 |  | Buffers (Haemostasis)
13 | 02 | 80 | 80 | 13.02.80.80 |  | Coated tubes (Citrate, Heparin etc.)
13 | 02 | 80 | 90 | 13.02.80.90 |  | Other Auxiliary Reagents (Haemostasis)
TOTAL 13.02.80
13 | 02 | 90 |  | 13.02.90 |  | Other Haemostasis Reagents
13 | 02 | 90 | 90 | 13.02.90.90 |  | Other Other Haemostasis Reagents
TOTAL 13.02.90
TOTAL 13.02
13 | 03 |  |  | 13.03 |  | Immunohaematology (Blood Grouping)
13 | 03 | 01 |  | 13.03.01 |  | ABO Typing
13 | 03 | 01 | 01 | 13.03.01.01 |  | ABO grouping cells
13 | 03 | 01 | 02 | 13.03.01.02 |  | ABO sera
13 | 03 | 01 | 90 | 13.03.01.90 |  | Other ABO Typing Tests
TOTAL 13.03.01
13 | 03 | 02 |  | 13.03.02 |  | Rhesus Typing
13 | 03 | 02 | 01 | 13.03.02.01 |  | Rhesus D
13 | 03 | 02 | 02 | 13.03.02.02 |  | Rhesus Phenotypes
13 | 03 | 02 | 90 | 13.03.02.90 |  | Other Rhesus Typing Assays
TOTAL 13.03.02
13 | 03 | 03 |  | 13.03.03 |  | Combined ABO Typing + Rhesus Typing
13 | 03 | 03 | 01 | 13.03.03.01 |  | Combined ABO typing + Rhesus D
13 | 03 | 03 | 02 | 13.03.03.02 |  | Combined ABO typing + Rhesus Phenotypes
13 | 03 | 03 | 90 | 13.03.03.90 |  | Other Combined ABO Typing + Rhesus Typing Tests
TOTAL 13.03.03
13 | 03 | 04 |  | 13.03.04 |  | Antibody detection (Immunohaematology)
13 | 03 | 04 | 01 | 13.03.04.01 |  | Antibody 2 cell screening
13 | 03 | 04 | 02 | 13.03.04.02 |  | Antibody 3 cell screening
13 | 03 | 04 | 03 | 13.03.04.03 |  | Antibody identification cell panels
13 | 03 | 04 | 04 | 13.03.04.04 |  | Polyspecific antihuman serum
13 | 03 | 04 | 05 | 13.03.04.05 |  | Monospecific antihuman serum
13 | 03 | 04 | 06 | 13.03.04.06 |  | Enhancement Media (e.g. Bovine Albumin,LISS,PEG)
13 | 03 | 04 | 07 | 13.03.04.07 |  | Enzymes (e.g. Bromelin / Papain, etc.)
13 | 03 | 04 | 90 | 13.03.04.90 |  | Other Antibody detection (Immunohaematology)
TOTAL 13.03.04
13 | 03 | 05 |  | 13.03.05 |  | Other Antigen Typing
13 | 03 | 05 | 90 | 13.03.05.90 |  | Other Antigen typing reagents
TOTAL 13.03.05
13 | 03 | 50 |  | 13.03.50 |  | Immunohaematology Controls
13 | 03 | 50 | 01 | 13.03.50.01 |  | Coombs Control Cells
13 | 03 | 50 | 02 | 13.03.50.02 |  | Control Kits (Immunohaematology)
13 | 03 | 50 | 90 | 13.03.50.90 |  | Other immunohaematology Controls
TOTAL 13.03.50
13 | 03 | 90 |  | 13.03.90 |  | Other Immunohaematology (Blood Grouping ) Tests
13 | 03 | 90 | 90 | 13.03.90.90 |  | Other Other Immunohaematology (Blood Grouping) Tests
TOTAL 13.03.90
TOTAL 13.03
13 | 04 |  |  | 13.04 |  | Tissue Typing Reagents
13 | 04 | 01 |  | 13.04.01 |  | Tissue Typing Reagents
13 | 04 | 01 | 01 | 13.04.01.01 |  | Complement for HLA testing
13 | 04 | 01 | 02 | 13.04.01.02 |  | HLA Antibody screening
13 | 04 | 01 | 03 | 13.04.01.03 |  | HLA Antigen typing
13 | 04 | 01 | 04 | 13.04.01.04 |  | HLA Control Cells
13 | 04 | 01 | 06 | 13.04.01.06 |  | Lymphocyte separation media
13 | 04 | 01 | 07 | 13.04.01.07 |  | Lymphocyte stabilizing media
13 | 04 | 01 | 90 | 13.04.01.90 |  | Other Tissue Typing Reagents
TOTAL 13.04
13 | 05 |  |  | 13.05 |  | Monoclonal Antibodies / Flow Cytometry
13 | 05 | 01 |  | 13.05.01 |  | Monoclonal Antibodies for Cell Surface Antigens
13 | 05 | 01 | 01 | 13.05.01.01 |  | Antibodies for B and T-cell subtyping
13 | 05 | 01 | 02 | 13.05.01.02 |  | Antibodies for HLA class II determinants
13 | 05 | 01 | 03 | 13.05.01.03 |  | Antibodies for lymphoma typing(except B-&T-cell typing)
13 | 05 | 01 | 04 | 13.05.01.04 |  | Antibodies for recognizing cell surface receptors
13 | 05 | 01 | 05 | 13.05.01.05 |  | Antibodies for subtyping of leukemia(except B-&T-cell typing)
13 | 05 | 01 | 06 | 13.05.01.06 |  | Antibodies for Lymphocyte subtyping
13 | 05 | 01 | 90 | 13.05.01.90 |  | Other Monoclonal Antibodies for Cell Surface Antigens
TOTAL 13.05.01
13 | 05 | 02 |  | 13.05.02 |  | Monoclonal Antibodies for Cytoplasmatic Antigens
13 | 05 | 02 | 01 | 13.05.02.01 |  | Monoclonal Antibodies for recognizing Enzymes
13 | 05 | 02 | 02 | 13.05.02.02 |  | IgA, IgD, IgM, IgG, IgE
13 | 05 | 02 | 03 | 13.05.02.03 |  | Monoclonal Antibodies for detecting cells expressing Kappa or Lambda Light Chains
13 | 05 | 02 | 04 | 13.05.02.04 |  | Proliferation Markers
13 | 05 | 02 | 90 | 13.05.02.90 |  | Other Monoclonal Antibodies for Cytoplasmatic Antigens
TOTAL 13.05.02
13 | 05 | 03 |  | 13.05.03 |  | Stem Cell Enumeration Reagents
13 | 05 | 03 | 01 | 13.05.03.01 |  | Stem Cell Enumeration Reagents
TOTAL 13.05.03
13 | 05 | 50 |  | 13.05.50 |  | Flow Cytometry Controls
13 | 05 | 50 | 01 | 13.05.50.01 |  | Setup Beads
13 | 05 | 50 | 02 | 13.05.50.02 |  | Leucocyte Controls
13 | 05 | 50 | 03 | 13.05.50.03 |  | Lymphocyte Subtyping Controls
13 | 05 | 50 | 04 | 13.05.50.04 |  | Stem Cell Enumeration Controls
13 | 05 | 50 | 90 | 13.05.50.90 |  | Other Controls - Flow Cytometry
TOTAL 13.05.50
13 | 05 | 80 |  | 13.05.80 |  | Auxiliary & Supplemental Reagents for Flow Cytometry
13 | 05 | 80 | 01 | 13.05.80.01 |  | Cell Staining Reagents for Cell Nuclear Staining
13 | 05 | 80 | 02 | 13.05.80.02 |  | Cell Staining Reagents for detecting Reticulocytes
13 | 05 | 80 | 90 | 13.05.80.90 |  | Other Auxiliary & Supplemental Raegents for Flow Cytometry
TOTAL 13.05.80
13 | 05 | 90 |  | 13.05.90 |  | Other Reagents for Flow Cytometry
13 | 05 | 90 | 90 | 13.05.90.90 |  | Other Other Reagents for Flow Cytometry
TOTAL 13.05.90
TOTAL 13.05
13 | 06 |  |  | 13.06 |  | Cytokines (Lymphokines) / Immunmodulators
13 | 06 | 01 |  | 13.06.01 |  | Cytokines (Lymphokines) / Immunmodulators
13 | 06 | 01 | 01 | 13.06.01.01 |  | Interferons (α, β, ɣ…)
13 | 06 | 01 | 03 | 13.06.01.03 |  | Soluble Antigens / Receptors
13 | 06 | 01 | 04 | 13.06.01.04 |  | Tumour Necrosis Factors (TNFα,TNFβ, ...) | TNF
13 | 06 | 01 | 05 | 13.06.01.05 |  | Tumour Necrosis Factors Receptors (TNF-R I,TNF-R II, ...) | TNF-R
13 | 06 | 01 | 06 | 13.06.01.06 |  | Colony Stimulating Factors (G-CSF,M-CSF,GM-CSF) | CSF
13 | 06 | 01 | 10 | 13.06.01.10 |  | Interleukin 6 (IL-6) | IL-6
13 | 06 | 01 | 11 | 13.06.01.11 |  | Other Interleukins (except for IL-6) | IL
13 | 06 | 01 | 12 | 13.06.01.12 |  | Interleukins Receptors (IL-2R,IL6R ...) | IL-R
13 | 06 | 01 | 50 | 13.06.01.50 |  | Cytokines Calibrators/Controls
13 | 06 | 01 | 90 | 13.06.01.90 |  | Other Lymphokines /Immunmodulators
TOTAL 13.06
13 | 07 |  |  | 13.07 |  | Histology/Cytology Reagents
13 | 07 | 01 |  | 13.07.01 |  | Histology/Cytology Reagents
13 | 07 | 01 | 01 | 13.07.01.01 |  | Chromosome culture Kits / reagents
13 | 07 | 01 | 02 | 13.07.01.02 |  | Cytochemical staining reagents
13 | 07 | 01 | 03 | 13.07.01.03 |  | DNA in situ Hybridisation reagents | HIS
13 | 07 | 01 | 04 | 13.07.01.04 |  | Embedding media (Histology/Cytology)
13 | 07 | 01 | 05 | 13.07.01.05 |  | Fixing reagents (Histology/Cytology)
13 | 07 | 01 | 06 | 13.07.01.06 |  | Mounting media (Histology/Cytology)
13 | 07 | 01 | 07 | 13.07.01.07 |  | Stain powders (Histology/Cytology)
13 | 07 | 01 | 08 | 13.07.01.08 |  | Stain solutions (Histology/Cytology)
13 | 07 | 01 | 09 | 13.07.01.09 |  | Primary antisera for immunohistology
13 | 07 | 01 | 10 | 13.07.01.10 |  | Secondary antisera for immunohistology
13 | 07 | 01 | 11 | 13.07.01.11 |  | Immunohistology kits
13 | 07 | 01 | 90 | 13.07.01.90 |  | Other Histology / Cytology reagents
TOTAL 13.07
13 | 90 |  |  | 13.90 |  | Other Haematology / Haemostasis / Immunohaematology / Histology / Cystology
13 | 90 | 90 |  | 13.90.90 |  | Other Haematology / Haemostasis / Immunohaematology / Histology / Cystology
13 | 90 | 90 | 90 | 13.90.90.90 |  | Other Other Haematology / Haemostasis / Immunohaematology / Histology / Cystology Reagents
TOTAL 13.90
TOTAL 13
14 |  |  |  | 14 |  | MICROBIOLOGY (CULTURE)
14 | 01 |  |  | 14.01 |  | Bacteriology - Culture
14 | 01 | 01 |  | 14.01.01 |  | Dehydrated Culture Media (Bacteriology)
14 | 01 | 01 | 01 | 14.01.01.01 |  | Dehydrated Culture Media (DCM)
14 | 01 | 01 | 03 | 14.01.01.03 |  | Raw materials (agar, peptones, ...)
14 | 01 | 01 | 04 | 14.01.01.04 |  | Additives for DCM (growth supplements, selective agents, ...)
14 | 01 | 01 | 90 | 14.01.01.90 |  | Other DCM
TOTAL 14.01.01
14 | 01 | 02 |  | 14.01.02 |  | Prepared Media in Tubes (Bacteriology)
14 | 01 | 02 | 01 | 14.01.02.01 |  | Media in Tubes (solid & liquid)
14 | 01 | 02 | 20 | 14.01.02.20 |  | Transport Media
14 | 01 | 02 | 21 | 14.01.02.21 |  | Sample transport for NA Testing
14 | 01 | 02 | 90 | 14.01.02.90 |  | Other Media in Tubes
TOTAL 14.01.02
14 | 01 | 03 |  | 14.01.03 |  | Prepared Media in Bottles (Bacteriology)
14 | 01 | 03 | 01 | 14.01.03.01 |  | All Media (Bottles)
TOTAL 14.01.03
14 | 01 | 04 |  | 14.01.04 |  | Prepared Media in Plates (Bacteriology)
14 | 01 | 04 | 01 | 14.01.04.01 |  | Non-Chromogenic media (Plates)
14 | 01 | 04 | 02 | 14.01.04.02 |  | Chromogenic ID Media (Plates)
14 | 01 | 04 | 03 | 14.01.04.03 |  | Susceptibility Test Media (Plates)
14 | 01 | 04 | 04 | 14.01.04.04 |  | Chromogenic Resistance Marker Media (Plates) - MRSA, VRE, ESBL ...
14 | 01 | 04 | 05 | 14.01.04.05 |  | Bi-Plates - including Non-Chromogenic & Chromogenic Media combination
14 | 01 | 04 | 90 | 14.01.04.90 |  | Other Prepared Media in Plates
TOTAL 14.01.04
14 | 01 | 07 |  | 14.01.07 |  | Urine Screening (Bacteriology)
14 | 01 | 07 | 01 | 14.01.07.01 |  | Urine Screening Reagents - Automated
14 | 01 | 07 | 02 | 14.01.07.02 |  | Urine Screening Manual - Strips, etc.
14 | 01 | 07 | 03 | 14.01.07.03 |  | Urine Screening Manual - Dipslides etc.
14 | 01 | 07 | 90 | 14.01.07.90 |  | Other Urine Screening (Bacteriology)
TOTAL 14.01.07
14 | 01 | 08 |  | 14.01.08 |  | Stains, Buffers (Bacteriology)
14 | 01 | 08 | 01 | 14.01.08.01 |  | Stains
14 | 01 | 08 | 02 | 14.01.08.02 |  | Buffers
14 | 01 | 08 | 90 | 14.01.08.90 |  | Other Buffers, Stains
TOTAL 14.01.08
14 | 01 | 09 |  | 14.01.09 |  | Environmental Generating Systems
14 | 01 | 09 | 01 | 14.01.09.01 |  | Gas generating kits
14 | 01 | 09 | 90 | 14.01.09.90 |  | Other Environmental Generating Systems
TOTAL 14.01.09
14 | 01 | 11 |  | 14.01.11 |  | Blood Culture - Manual & Automated
14 | 01 | 11 | 01 | 14.01.11.01 |  | Manual Blood Culture bottles
14 | 01 | 11 | 11 | 14.01.11.11 |  | Automated Blood Culture bottles
14 | 01 | 11 | 90 | 14.01.11.90 |  | Other Blood Culture - (Manual & Automated)
TOTAL 14.01.11
14 | 01 | 13 |  | 14.01.13 |  | Mycobacteria Culture - Manual & Automated
14 | 01 | 13 | 01 | 14.01.13.01 |  | Manuel Mycobacteria Media (Tubes & Bottles)
14 | 01 | 13 | 11 | 14.01.13.11 |  | Automated Mycobacteria Media (Bottles)
14 | 01 | 13 | 90 | 14.01.13.90 |  | Other Mycobacteria Culture - (Manual & Automated, eg drugs for AST, supplements)
TOTAL 14.01.13
TOTAL 14.01
14 | 02 |  |  | 14.02 |  | Bacteriology - Identification & Susceptibility Testing
14 | 02 | 01 |  | 14.02.01 |  | Biochemical Identification and Susceptibility Testing - Automated
14 | 02 | 01 | 01 | 14.02.01.01 |  | Gram Negative Automated ID
14 | 02 | 01 | 03 | 14.02.01.03 |  | Gram Positive Automated ID
14 | 02 | 01 | 05 | 14.02.01.05 |  | Anaerobes and other fastidious ID
14 | 02 | 01 | 07 | 14.02.01.07 |  | Gram Negative Automated Susceptibility Testing
14 | 02 | 01 | 08 | 14.02.01.08 |  | Gram Positive Automated Susceptibility Testing
14 | 02 | 01 | 09 | 14.02.01.09 |  | Combined Susceptibility & Identification Systems Gram Negatives Automated
14 | 02 | 01 | 10 | 14.02.01.10 |  | Combined Susceptibility & Identification Systems Gram Positives Automated
14 | 02 | 01 | 11 | 14.02.01.11 |  | Anaerobes and Fastidious Automated Suscept. Testing
14 | 02 | 01 | 90 | 14.02.01.90 |  | Other Automated Identification Testing (incl. consumables...)
14 | 02 | 01 | 91 | 14.02.01.91 |  | Other Automated Susceptibility Testing (incl consumables...)
TOTAL 14.02.01
14 | 02 | 02 |  | 14.02.02 |  | Biochemical Identification - Manual
14 | 02 | 02 | 01 | 14.02.02.01 |  | Gram Negative Manual ID
14 | 02 | 02 | 03 | 14.02.02.03 |  | Gram Positive Manual ID
14 | 02 | 02 | 06 | 14.02.02.06 |  | Other ID Kits Manual - Anaerobes, Fastidious
14 | 02 | 02 | 07 | 14.02.02.07 |  | Mycoplasma / Ureaplasma - (incl. combined ID-AST)
14 | 02 | 02 | 08 | 14.02.02.08 |  | Single Tests (discs, strips, droppers...)
14 | 02 | 02 | 90 | 14.02.02.90 |  | Other Manual Identification
TOTAL 14.02.02
14 | 02 | 03 |  | 14.02.03 |  | Immunological Culture Identification
14 | 02 | 03 | 02 | 14.02.03.02 |  | Streptococci Grouping Slide tests
14 | 02 | 03 | 03 | 14.02.03.03 |  | Staphylococci Slide tests
14 | 02 | 03 | 04 | 14.02.03.04 |  | Meningitis Slide tests
14 | 02 | 03 | 90 | 14.02.03.90 |  | Serotyping (E.coli, Salmonell, Shigella, etc)
14 | 02 | 03 | 91 | 14.02.03.91 |  | Other Immunological Identification
TOTAL 14.02.03
14 | 02 | 05 |  | 14.02.05 |  | Susceptibility Testing - Manual
14 | 02 | 05 | 01 | 14.02.05.01 |  | MIC Systems - Dilution methods (incl. E-Test like)
14 | 02 | 05 | 02 | 14.02.05.02 |  | Impregnated Disks, Multi-disks & Tablets
14 | 02 | 05 | 03 | 14.02.05.03 |  | Manual AST Galeries / Strips / Cassettes
14 | 02 | 05 | 04 | 14.02.05.04 |  | Targeted Resistance Tests - MRSA
14 | 02 | 05 | 05 | 14.02.05.05 |  | Targeted Resistance Tests - ESBL
14 | 02 | 05 | 06 | 14.02.05.06 |  | Targeted Resistance Tests - Carbapenemase
14 | 02 | 05 | 09 | 14.02.05.09 |  | Targeted Resistance Tests - Others
14 | 02 | 05 | 90 | 14.02.05.90 |  | Other Manual Susceptibility Testing
TOTAL 14.02.05
14 | 02 | 40 |  | 14.02.40 |  | Nucleic Acid Identification (Bacteriology)
14 | 02 | 40 | 01 | 14.02.40.01 |  | Nucleic Acid Identification - manual / automated bacteria spp / sspp
14 | 02 | 40 | 02 | 14.02.40.02 |  | Nucleic Acid Identification - manual / automated MRSA and/or MSSA
14 | 02 | 40 | 04 | 14.02.40.04 |  | Nucleic Acid Identification - manual / automated VRE
14 | 02 | 40 | 05 | 14.02.40.05 |  | Nucleic Acid Identification - manual / automated ESBL
14 | 02 | 40 | 06 | 14.02.40.06 |  | Nucleic Acid Identification - manual / automated Carbapenemase
14 | 02 | 40 | 07 | 14.02.40.07 |  | Nucleic Acid Identification - manual / automated AmpC
14 | 02 | 40 | 08 | 14.02.40.08 |  | Nucleic Acid Identification - manual / automated MRC-1
14 | 02 | 40 | 09 | 14.02.40.09 |  | Nucleic Acid Identification - manual / automated ESBL / Carbapenemase / AmpC / MRC combined (any combination)
14 | 02 | 40 | 10 | 14.02.40.10 |  | Nucleic Acid Identification - manual / automated other resistance markers
14 | 02 | 40 | 90 | 14.02.40.90 |  | Other Nucleic Acid Identification - manual / automated
TOTAL 14.02.40
TOTAL 14.02
14 | 03 |  |  | 14.03 |  | Mycology
14 | 03 | 01 |  | 14.03.01 |  | Dehydrated Culture Media (Mycology)
14 | 03 | 01 | 01 | 14.03.01.01 |  | DCM for Yeasts and Fungi
14 | 03 | 01 | 90 | 14.03.01.90 |  | Other DCM (Mycology)
TOTAL 14.03.01
14 | 03 | 02 |  | 14.03.02 |  | Prepared Media in Plates (Mycology)
14 | 03 | 02 | 01 | 14.03.02.01 |  | PPM for Yeasts and Fungi
14 | 03 | 02 | 02 | 14.03.02.02 |  | Chromogenic Media for Yeasts and Fungi
14 | 03 | 02 | 90 | 14.03.02.90 |  | Other Prepared Media in Plates
TOTAL 14.03.02
14 | 03 | 03 |  | 14.03.03 |  | Tubes and Bottled Media for Yeasts and Fungi
14 | 03 | 03 | 01 | 14.03.03.01 |  | Tubes for Yeasts and Fungi
14 | 03 | 03 | 02 | 14.03.03.02 |  | Dip Slides (Mycology)
14 | 03 | 03 | 03 | 14.03.03.03 |  | Bottled Media for Yeasts and Fungi
14 | 03 | 03 | 90 | 14.03.03.90 |  | Other Tubes Media for yeasts and Fungi
TOTAL 14.03.03
14 | 03 | 04 |  | 14.03.04 |  | Identification (Mycology)
14 | 03 | 04 | 01 | 14.03.04.01 |  | Identification Systems for Yeasts and Fungi- Manual
14 | 03 | 04 | 03 | 14.03.04.03 |  | Identification Systems for Yeasts and Fungi - Automated
14 | 03 | 04 | 40 | 14.03.04.40 |  | Identification Systems for Yeasts and Fungi - NA Reagents
14 | 03 | 04 | 90 | 14.03.04.90 |  | Other Identification Systems for Yeast and Fungi
TOTAL 14.03.04
14 | 03 | 05 |  | 14.03.05 |  | Serological Identification (Mycology)
14 | 03 | 05 | 01 | 14.03.05.01 |  | Serological Identification of Yeasts and Fungi
14 | 03 | 05 | 90 | 14.03.05.90 |  | Other Serological Identification Systems of Yeast and Fungi
TOTAL 14.03.05
14 | 03 | 06 |  | 14.03.06 |  | Susceptibility Testing (Mycology)
14 | 03 | 06 | 01 | 14.03.06.01 |  | Susceptibility Testing Systems for Yeasts and Fungi - Manual
14 | 03 | 06 | 02 | 14.03.06.02 |  | Susceptibility Testing Systems for Yeasts and Fungi - Automated
TOTAL 14.03.06
TOTAL 14.03
14 | 04 |  |  | 14.04 |  | Viral Culture
14 | 04 | 01 |  | 14.04.01 |  | Tissue Culture for Virology
14 | 04 | 01 | 01 | 14.04.01.01 |  | Cells for Tissue Culture
14 | 04 | 01 | 02 | 14.04.01.02 |  | Media for Tissue Culture
14 | 04 | 01 | 03 | 14.04.01.03 |  | Serum for Tissue Culture
14 | 04 | 01 | 04 | 14.04.01.04 |  | Other Tissue Culture Additives and Solutions
14 | 04 | 01 | 90 | 14.04.01.90 |  | Other Viral Culture Reagents
TOTAL 14.04
14 | 05 |  |  | 14.05 |  | Parasitology ( Microbiology )
14 | 05 | 01 |  | 14.05.01 |  | Parasitology Reagents
14 | 05 | 01 | 01 | 14.05.01.01 |  | Parasitology Extraction Reagents
14 | 05 | 01 | 02 | 14.05.01.02 |  | Parasitology Stains
14 | 05 | 01 | 90 | 14.05.01.90 |  | Other Parasitology Reagents
TOTAL 14.05.01
14 | 05 | 02 |  | 14.05.02 |  | Detection and Identification (Parasitology)
14 | 05 | 02 | 01 | 14.05.02.01 |  | Pneumocystis jirovecii (Pneumocystis carinii)
14 | 05 | 02 | 02 | 14.05.02.02 |  | Plasmodium falciparum
14 | 05 | 02 | 03 | 14.05.02.03 |  | Cryptosporidium
14 | 05 | 02 | 90 | 14.05.02.90 |  | Other Detection and Identification (Parasitology)
TOTAL 14.05.02
TOTAL 14.05
14 | 50 |  |  | 14.50 |  | Controls/Standards/Calibrators - Microbiology (Culture)
14 | 50 | 01 |  | 14.50.01 |  | Controls/Standards/Calibrators Microbiology
14 | 50 | 01 | 01 | 14.50.01.01 |  | QC Strains Bacteriology
14 | 50 | 01 | 90 | 14.50.01.90 |  | Other Controls/Standards/Calibrators, Microbiology
TOTAL 14.50
14 | 70 |  |  | 14.70 |  | Microbiology (Culture), Rapid Tests and Point of Care
14 | 70 | 01 |  | 14.70.01 |  | Microbiology RT & POC
14 | 70 | 01 | 90 | 14.70.01.90 |  | Other Microbiology RT & POC
TOTAL 14.70
14 | 90 |  |  | 14.90 |  | Other Microbiology (Culture)
14 | 90 | 90 |  | 14.90.90 |  | Other Microbiology
14 | 90 | 90 | 90 | 14.90.90.90 |  | Other Other Microbiology
TOTAL 14.90
TOTAL 14
15 |  |  |  | 15 |  | INFECTIOUS DISEASES
15 | 01 |  |  | 15.01 |  | Bacteriology (Infect. Immunology / NAT)
15 | 01 | 01 |  | 15.01.01 |  | Chlamydia
15 | 01 | 01 | 01 | 15.01.01.01 |  | Chlamydia trachomatis Antigen Detection
15 | 01 | 01 | 03 | 15.01.01.03 |  | Chlamydia trachomatis Antibody Assays Total
15 | 01 | 01 | 04 | 15.01.01.04 |  | Chlamydia trachomatis Antibody IgA
15 | 01 | 01 | 05 | 15.01.01.05 |  | Chlamydia trachomatis Antibody IgG
15 | 01 | 01 | 06 | 15.01.01.06 |  | Chlamydia trachomatis Antibody IgM
15 | 01 | 01 | 11 | 15.01.01.11 |  | Chlamydia pneumoniae Antigen Detection
15 | 01 | 01 | 13 | 15.01.01.13 |  | Chlamydia pneumoniae Antibody Assays Total
15 | 01 | 01 | 14 | 15.01.01.14 |  | Chlamydia pneumoniae Antibody IgA
15 | 01 | 01 | 15 | 15.01.01.15 |  | Chlamydia pneumonaie Antibody IgG
15 | 01 | 01 | 16 | 15.01.01.16 |  | Chlamydia pneumoniae Antibody IgM
15 | 01 | 01 | 40 | 15.01.01.40 | cr | Chlamydia trachomatis detection by NA Reagents CT Multiparameters Combination NA Reagents => 15.30.04.41
15 | 01 | 01 | 41 | 15.01.01.41 |  | Chlamydia pneumoniae detection by NA Reagents
15 | 01 | 01 | 90 | 15.01.01.90 |  | Other Chlamydia Reagents
TOTAL 15.01.01
15 | 01 | 02 |  | 15.01.02 |  | Gonococci (Neisseria gonorrhoeae)
15 | 01 | 02 | 01 | 15.01.02.01 |  | Gonococcal Antigen Detection
15 | 01 | 02 | 03 | 15.01.02.03 |  | Gonococcal Antibody Assays Total
15 | 01 | 02 | 40 | 15.01.02.40 | cr | Gonococcal detection by NA Reagents Gonococcal Multiparameters Combination NA Reagents => 15.30.04.41
15 | 01 | 02 | 90 | 15.01.02.90 |  | Other Gonococci Reagents
TOTAL 15.01.02
15 | 01 | 03 |  | 15.01.03 |  | Syphilis (Treponema pallidum)
15 | 01 | 03 | 01 | 15.01.03.01 |  | Syphilis Antigen Detection
15 | 01 | 03 | 03 | 15.01.03.03 |  | Syphilis Antibody Assays Total
15 | 01 | 03 | 05 | 15.01.03.05 |  | Syphilis Antibody IgG
15 | 01 | 03 | 06 | 15.01.03.06 |  | Syphilis Antibody IgM
15 | 01 | 03 | 40 | 15.01.03.40 |  | Syphilis detection by NA Reagents
15 | 01 | 03 | 90 | 15.01.03.90 |  | Other Syphilis Reagents
TOTAL 15.01.03
15 | 01 | 04 |  | 15.01.04 |  | Helicobacter pylori
15 | 01 | 04 | 01 | 15.01.04.01 |  | H. pylori Antigen Detection
15 | 01 | 04 | 03 | 15.01.04.03 |  | H. pylori Antibody Assays
15 | 01 | 04 | 40 | 15.01.04.40 |  | H. pylori Detection by NA Reagents
15 | 01 | 04 | 90 | 15.01.04.90 |  | Other H. pylori Reagents
TOTAL 15.01.04
15 | 01 | 05 |  | 15.01.05 |  | Legionella
15 | 01 | 05 | 01 | 15.01.05.01 |  | Legionella Antigen Detection
15 | 01 | 05 | 03 | 15.01.05.03 |  | Legionella Antibody Assays
15 | 01 | 05 | 40 | 15.01.05.40 |  | Legionella Detection by NA Reagents
15 | 01 | 05 | 90 | 15.01.05.90 |  | Other Legionella Reagents
TOTAL 15.01.05
15 | 01 | 06 |  | 15.01.06 |  | Lyme Borreliosis
15 | 01 | 06 | 01 | 15.01.06.01 |  | Lyme Antigen Detection
15 | 01 | 06 | 03 | 15.01.06.03 |  | Lyme Antibody Total
15 | 01 | 06 | 05 | 15.01.06.05 |  | Lyme Antibody IgG
15 | 01 | 06 | 06 | 15.01.06.06 |  | Lyme Antibody IgM
15 | 01 | 06 | 40 | 15.01.06.40 |  | Lyme Detection by NA Reagents
15 | 01 | 06 | 90 | 15.01.06.90 |  | Other Lyme Borreliosis Reagents
TOTAL 15.01.06
15 | 01 | 07 |  | 15.01.07 |  | Mycobacteria genus + species
15 | 01 | 07 | 01 | 15.01.07.01 |  | Mycobacteria Antigen Detection
15 | 01 | 07 | 03 | 15.01.07.03 |  | Mycobacteria Antibody Assays
15 | 01 | 07 | 10 | 15.01.07.10 |  | TB-IGRA (Interferon-‐Gamma-‐Release Assay)
15 | 01 | 07 | 40 | 15.01.07.40 |  | Mycobacteria Detection by NA Reagents
15 | 01 | 07 | 90 | 15.01.07.90 |  | Other Mycobacteria Reagents
TOTAL 15.01.07
15 | 01 | 08 |  | 15.01.08 |  | Mycoplasma
15 | 01 | 08 | 01 | 15.01.08.01 |  | Mycoplasma Antigen Detection
15 | 01 | 08 | 03 | 15.01.08.03 |  | Mycoplasma Antibody Assays
15 | 01 | 08 | 40 | 15.01.08.40 |  | Urogenital Ureaplasma & Mycoplasma Detection by NA Reagents
15 | 01 | 08 | 41 | 15.01.08.41 |  | Mycoplasma pneumoniae Detection by NA Reagents
15 | 01 | 08 | 90 | 15.01.08.90 |  | Other Mycoplasma Reagents
TOTAL 15.01.08
15 | 01 | 09 |  | 15.01.09 |  | Pseudomonas aeruginosa
15 | 01 | 09 | 03 | 15.01.09.03 |  | Pseudomonas aeruginosa Antibody IgG
15 | 01 | 09 | 40 | 15.01.09.40 |  | Pseudomonas Detection by NA Reagents
15 | 01 | 09 | 90 | 15.01.09.90 |  | Other Pseudomonas aeruginosa Reagents
TOTAL 15.01.09
15 | 01 | 10 |  | 15.01.10 |  | Salmonella
15 | 01 | 10 | 01 | 15.01.10.01 |  | Salmonella Antigen Detection
15 | 01 | 10 | 03 | 15.01.10.03 |  | Salmonella Antibody Assays
15 | 01 | 10 | 40 | 15.01.10.40 |  | Salmonella Detection by NA Reagents
15 | 01 | 10 | 90 | 15.01.10.90 |  | Other Salmonella Reagents
TOTAL 15.01.10
15 | 01 | 11 |  | 15.01.11 |  | Streptococci
15 | 01 | 11 | 01 | 15.01.11.01 |  | Streptococcal Direct Antigen Detection
15 | 01 | 11 | 40 | 15.01.11.40 | cr | Streptococcal Detection by NA Reagents NA Identification (Bacteriology) - VRE => 14.02.40.04
15 | 01 | 11 | 41 | 15.01.11.41 | cr | Strep. A Detection by NA Reagents NA Identification (Bacteriology) - VRE => 14.02.40.04
15 | 01 | 11 | 42 | 15.01.11.42 | cr | Strep. B Detection by NA Reagents NA Identification (Bacteriology) - VRE => 14.02.40.04
15 | 01 | 11 | 43 | 15.01.11.43 |  | Strep. pneumoniae Detection by NA Reagents
15 | 01 | 11 | 90 | 15.01.11.90 |  | Other Streptococcal Reagents
TOTAL 15.01.11
15 | 01 | 12 |  | 15.01.12 |  | Staphylococci
15 | 01 | 12 | 01 | 15.01.12.01 |  | Staphylococcal Direct Antigen Detection
15 | 01 | 12 | 11 | 15.01.12.11 |  | Staphylotoxin
15 | 01 | 12 | 40 | 15.01.12.40 | cr | Staphylococcal detection By NA Reagents NA Identification (Bacteriology) - MRSA => 14.02.40.02
15 | 01 | 12 | 90 | 15.01.12.90 |  | Other Staphylococci Reagents
TOTAL 15.01.12
15 | 01 | 13 |  | 15.01.13 |  | Listeria
15 | 01 | 13 | 01 | 15.01.13.01 |  | Listeria Antigen Detection
15 | 01 | 13 | 03 | 15.01.13.03 |  | Listeria Antibody Assays
15 | 01 | 13 | 11 | 15.01.13.11 |  | Listeria monocytogenes direct Antigen detection
15 | 01 | 13 | 13 | 15.01.13.13 |  | Listeria monocytogenes Antibody assays
15 | 01 | 13 | 40 | 15.01.13.40 |  | Listeria Detection by NA Reagents
15 | 01 | 13 | 90 | 15.01.13.90 |  | Other Listeria Reagents
TOTAL 15.01.13
15 | 01 | 14 |  | 15.01.14 |  | Campylobacter
15 | 01 | 14 | 01 | 15.01.14.01 |  | Campylobacter Direct Antigen Detection
15 | 01 | 14 | 40 | 15.01.14.40 |  | Campylobacter Detection by NA Reagents
15 | 01 | 14 | 90 | 15.01.14.90 |  | Other Campylobacter Reagents
TOTAL 15.01.14
15 | 01 | 15 |  | 15.01.15 |  | Escherichia Coli
15 | 01 | 15 | 01 | 15.01.15.01 |  | E. coli Direct Antigen Detection
15 | 01 | 15 | 02 | 15.01.15.02 |  | E. coli toxin
15 | 01 | 15 | 40 | 15.01.15.40 |  | E. coli Detection by NA Reagents
15 | 01 | 15 | 90 | 15.01.15.90 |  | Other E. coli Reagents
TOTAL 15.01.15
15 | 01 | 16 |  | 15.01.16 |  | Clostridium difficile
15 | 01 | 16 | 01 | 15.01.16.01 |  | C.difficile GDH detection
15 | 01 | 16 | 02 | 15.01.16.02 |  | C.difficile Toxin A/B detection
15 | 01 | 16 | 03 | 15.01.16.03 |  | C.difficile GDH and toxin A/B combined detection
15 | 01 | 16 | 40 | 15.01.16.40 |  | C.difficile by NA Reagents
15 | 01 | 16 | 90 | 15.01.16.90 |  | Other C.difficile Reagents
TOTAL 15.01.16
15 | 01 | 40 |  | 15.01.40 |  | Other Bacteriology - NA Reagents
15 | 01 | 40 | 01 | 15.01.40.01 |  | Brucella - NA Reagents
15 | 01 | 40 | 03 | 15.01.40.03 |  | Coxiella burnetii (Q fever) - NA Reagents
15 | 01 | 40 | 04 | 15.01.40.04 |  | Leptospira - NA Reagents
15 | 01 | 40 | 05 | 15.01.40.05 |  | Rickettsia - NA Reagents
15 | 01 | 40 | 06 | 15.01.40.06 |  | Yersinia - NA Reagents
15 | 01 | 40 | 07 | 15.01.40.07 |  | Bordetella pertussis / parapertussis - NA Reagents
15 | 01 | 40 | 08 | 15.01.40.08 |  | Diphteria (Corynebacterium D.) - NA Reagents
15 | 01 | 40 | 09 | 15.01.40.09 |  | Tetanus (Clostridium T.) - NA Reagents
15 | 01 | 40 | 10 | 15.01.40.10 |  | Haemophilus influenzae - NA Reagents
15 | 01 | 40 | 11 | 15.01.40.11 |  | Neisseria meningitidis - NA Reagents
15 | 01 | 40 | 12 | 15.01.40.12 |  | Proteus - NA Reagents
15 | 01 | 40 | 13 | 15.01.40.13 |  | Pseudomonas - NA Reagents (for Pseudomonas Aeruginosa see 15.01.09.40)
15 | 01 | 40 | 14 | 15.01.40.14 |  | Shigella - NA Reagents
15 | 01 | 40 | 90 | 15.01.40.90 |  | Other Other Bacteriology - NA Reagents
TOTAL 15.01.40
15 | 01 | 90 |  | 15.01.90 |  | Other Bacteriology Immunoassays
15 | 01 | 90 | 01 | 15.01.90.01 |  | Brucella
15 | 01 | 90 | 03 | 15.01.90.03 |  | Coxiella burnetii (Q fever)
15 | 01 | 90 | 04 | 15.01.90.04 |  | Leptospira
15 | 01 | 90 | 05 | 15.01.90.05 |  | Rickettsia
15 | 01 | 90 | 06 | 15.01.90.06 |  | Yersinia
15 | 01 | 90 | 07 | 15.01.90.07 |  | Bordetella pertussis / parapertussis
15 | 01 | 90 | 08 | 15.01.90.08 |  | Diphteria (Corynebacterium D.)
15 | 01 | 90 | 09 | 15.01.90.09 |  | Tetanus (Clostridium T.)
15 | 01 | 90 | 10 | 15.01.90.10 |  | Haemophilus influenzae
15 | 01 | 90 | 11 | 15.01.90.11 |  | Neisseria meningitidis
15 | 01 | 90 | 12 | 15.01.90.12 |  | Proteus
15 | 01 | 90 | 13 | 15.01.90.13 |  | Pseudomonas (for Pseudomonas Aeruginosa see 15.01.09)
15 | 01 | 90 | 14 | 15.01.90.14 |  | Shigella
15 | 01 | 90 | 90 | 15.01.90.90 |  | Other Other Bacteriology Immunoassay
TOTAL 15.01.90
TOTAL 15.01
15 | 02 |  |  | 15.02 |  | Hepatitis Viruses (Infect. Immunology / NAT)
15 | 02 | 01 |  | 15.02.01 |  | Hepatitis A Virus
15 | 02 | 01 | 02 | 15.02.01.02 |  | HAV Antigen Confirmatory
15 | 02 | 01 | 04 | 15.02.01.04 |  | HAV Antibody (Total)
15 | 02 | 01 | 05 | 15.02.01.05 |  | HAV Antibody IgG
15 | 02 | 01 | 06 | 15.02.01.06 |  | HAV Antibody IgM
15 | 02 | 01 | 40 | 15.02.01.40 |  | Hepatitis A Virus - NA Reagents
15 | 02 | 01 | 90 | 15.02.01.90 |  | Other HAV Reagents
TOTAL 15.02.01
15 | 02 | 02 |  | 15.02.02 |  | Hepatitis B Virus
15 | 02 | 02 | 01 | 15.02.02.01 |  | Hepatitis B Surface Antigen | HBsAg
15 | 02 | 02 | 02 | 15.02.02.02 |  | Hepatitis B Surface Antigen - Confirmatory
15 | 02 | 02 | 03 | 15.02.02.03 |  | Hepatitis B Surface Antigen - Quantitative
15 | 02 | 02 | 04 | 15.02.02.04 |  | Hepatitis B Surface Antibody (Total) | Anti-HBs
15 | 02 | 02 | 05 | 15.02.02.05 |  | Hepatitis B Surface Antibody IgG
15 | 02 | 02 | 06 | 15.02.02.06 |  | Hepatitis B Surface Antibody IgM
15 | 02 | 02 | 11 | 15.02.02.11 |  | Hepatitis B Core Antigen | HBcAg
15 | 02 | 02 | 12 | 15.02.02.12 |  | Hepatitis B Core Antigen - Confirmatory
15 | 02 | 02 | 14 | 15.02.02.14 |  | Hepatitis B Core Antibody (Total) | Anti-HBc
15 | 02 | 02 | 15 | 15.02.02.15 |  | Hepatitis B Core Antibody IgG
15 | 02 | 02 | 16 | 15.02.02.16 |  | Hepatitis B Core Antibody IgM
15 | 02 | 02 | 21 | 15.02.02.21 |  | Hepatitis Be Antigen | HBeAg
15 | 02 | 02 | 22 | 15.02.02.22 |  | Hepatitis Be Antigen - Confirmatory
15 | 02 | 02 | 24 | 15.02.02.24 |  | Hepatitis Be Antibody (Total) | Anti-HBe
15 | 02 | 02 | 25 | 15.02.02.25 |  | Hepatitis Be Antibody IgG
15 | 02 | 02 | 26 | 15.02.02.26 |  | Hepatitis Be Antibody IgM
15 | 02 | 02 | 40 | 15.02.02.40 |  | Hepatitis B Virus - NA Reagents
15 | 02 | 02 | 41 | 15.02.02.41 |  | Hepatitis B Virus - Genotyping - NA Reagents
15 | 02 | 02 | 90 | 15.02.02.90 |  | Other HBV Reagents
TOTAL 15.02.02
15 | 02 | 03 |  | 15.02.03 |  | Hepatitis C Virus
15 | 02 | 03 | 01 | 15.02.03.01 |  | HCV Antigen
15 | 02 | 03 | 02 | 15.02.03.02 |  | HCV Antigen - Confirmatory
15 | 02 | 03 | 04 | 15.02.03.04 |  | HCV Antibody (Total)
15 | 02 | 03 | 05 | 15.02.03.05 |  | HCV Antibody IgG
15 | 02 | 03 | 06 | 15.02.03.06 |  | HCV Antibody IgM
15 | 02 | 03 | 07 | 15.02.03.07 |  | HCV Antibody - Confirmatory
15 | 02 | 03 | 09 | 15.02.03.09 |  | HCV Ag/Ab Combo Test
15 | 02 | 03 | 40 | 15.02.03.40 |  | Hepatitis C Virus - NA Reagents
15 | 02 | 03 | 41 | 15.02.03.41 |  | Hepatitis C Virus Genotyping - NA Reagents
15 | 02 | 03 | 90 | 15.02.03.90 |  | Other HCV Reagents
TOTAL 15.02.03
15 | 02 | 04 |  | 15.02.04 |  | Hepatitis Delta Virus
15 | 02 | 04 | 01 | 15.02.04.01 |  | Hepatitis Delta Antigen
15 | 02 | 04 | 02 | 15.02.04.02 |  | Hepatitis Delta Antigen - Confirmatory
15 | 02 | 04 | 04 | 15.02.04.04 |  | Hepatitis Delta Antibody (Total)
15 | 02 | 04 | 05 | 15.02.04.05 |  | Hepatitis Delta Antibody IgG
15 | 02 | 04 | 06 | 15.02.04.06 |  | Hepatitis Delta Antibody IgM
15 | 02 | 04 | 40 | 15.02.04.40 |  | Hepatitis Delta Virus - NA Reagents
15 | 02 | 04 | 90 | 15.02.04.90 |  | Other HDV Reagents
TOTAL 15.02.04
15 | 02 | 05 |  | 15.02.05 |  | Hepatitis E Virus
15 | 02 | 05 | 01 | 15.02.05.01 |  | HEV Antigen
15 | 02 | 05 | 02 | 15.02.05.02 |  | HEV Antigen - Confirmatory
15 | 02 | 05 | 04 | 15.02.05.04 |  | HEV Antibody (Total)
15 | 02 | 05 | 05 | 15.02.05.05 |  | HEV Antibody IgG
15 | 02 | 05 | 06 | 15.02.05.06 |  | HEV Antibody IgM
15 | 02 | 05 | 07 | 15.02.05.07 |  | HEV Antibody - Confirmatory
15 | 02 | 05 | 40 | 15.02.05.40 |  | Hepatitis E Virus - NA Reagents
15 | 02 | 05 | 90 | 15.02.05.90 |  | Other HEV Reagents
TOTAL 15.02.05
15 | 02 | 07 |  | 15.02.07 |  | Hepatitis G Virus
15 | 02 | 07 | 01 | 15.02.07.01 |  | HGV Antigen
15 | 02 | 07 | 02 | 15.02.07.02 |  | HGV Antigen - Confirmatory
15 | 02 | 07 | 04 | 15.02.07.04 |  | HGV Antibody (Total)
15 | 02 | 07 | 05 | 15.02.07.05 |  | HGV Antibody IgG
15 | 02 | 07 | 06 | 15.02.07.06 |  | HGV Antibody IgM
15 | 02 | 07 | 40 | 15.02.07.40 |  | Hepatitis G Virus - NA Reagents
15 | 02 | 07 | 90 | 15.02.07.90 |  | Other HGV Reagents
TOTAL 15.02.07
15 | 02 | 24 |  | 15.02.24 |  | Hepatitis X Virus
15 | 02 | 24 | 01 | 15.02.24.01 |  | HXV Antigen
15 | 02 | 24 | 02 | 15.02.24.02 |  | HXV Antigen - Confirmatory
15 | 02 | 24 | 04 | 15.02.24.04 |  | HXV Antibody (Total)
15 | 02 | 24 | 05 | 15.02.24.05 |  | HXV Antibody IgG
15 | 02 | 24 | 06 | 15.02.24.06 |  | HXV Antibody IgM
15 | 02 | 24 | 40 | 15.02.24.40 |  | Hepatitis X Virus - NA Reagents
15 | 02 | 24 | 90 | 15.02.24.90 |  | Other HXV Reagents
TOTAL 15.02.24
15 | 02 | 90 |  | 15.02.90 |  | Other Hepatitis Viruses
15 | 02 | 90 | 90 | 15.02.90.90 |  | Other Hepatitis Viruses Reagents
TOTAL 15.02.90
TOTAL 15.02
15 | 03 |  |  | 15.03 |  | Retroviruses (Infect. Immunology / NAT)
15 | 03 | 01 |  | 15.03.01 |  | HIV 1
15 | 03 | 01 | 01 | 15.03.01.01 |  | HIV 1 Antigen
15 | 03 | 01 | 02 | 15.03.01.02 |  | HIV 1 Antigen - Confirmatory
15 | 03 | 01 | 04 | 15.03.01.04 |  | HIV 1 Antibody (Total)
15 | 03 | 01 | 05 | 15.03.01.05 |  | HIV 1 Antibody IgG
15 | 03 | 01 | 06 | 15.03.01.06 |  | HIV 1 Antibody IgM
15 | 03 | 01 | 07 | 15.03.01.07 |  | HIV 1 Antibody - Confirmatory
15 | 03 | 01 | 40 | 15.03.01.40 |  | HIV 1 - NA Reagents
15 | 03 | 01 | 41 | 15.03.01.41 |  | HIV 1 Genotyping - NA Reagents
15 | 03 | 01 | 90 | 15.03.01.90 |  | Other HIV 1 Reagents
TOTAL 15.03.01
15 | 03 | 02 |  | 15.03.02 |  | HIV 2
15 | 03 | 02 | 01 | 15.03.02.01 |  | HIV 2 Antigen
15 | 03 | 02 | 04 | 15.03.02.04 |  | HIV 2 Antibody
15 | 03 | 02 | 07 | 15.03.02.07 |  | HIV 2 Antibody - Confirmatory
15 | 03 | 02 | 40 | 15.03.02.40 |  | HIV 2 - NA Reagents
15 | 03 | 02 | 41 | 15.03.02.41 |  | HIV 2 Genotyping - NA Reagents
15 | 03 | 02 | 90 | 15.03.02.90 |  | Other HIV 2 Reagents
TOTAL 15.03.02
15 | 03 | 10 |  | 15.03.10 |  | HIV P24
15 | 03 | 10 | 01 | 15.03.10.01 |  | HIV P24 Antigen
15 | 03 | 10 | 04 | 15.03.10.04 |  | HIV P24 Antibody
15 | 03 | 10 | 40 | 15.03.10.40 |  | HIV P24 - NA Reagents
15 | 03 | 10 | 90 | 15.03.10.90 |  | Other HIV P24 Reagents
TOTAL 15.03.10
15 | 03 | 20 |  | 15.03.20 |  | HIV - Multiple ( 1 / 2 )
15 | 03 | 20 | 01 | 15.03.20.01 |  | HIV Multiple Antigen
15 | 03 | 20 | 04 | 15.03.20.04 |  | HIV Multiple Antibody
15 | 03 | 20 | 07 | 15.03.20.07 |  | HIV Multiple Antibody - Confirmatory
15 | 03 | 20 | 09 | 15.03.20.09 |  | HIV Multiple Ag/Ab Combi Test
15 | 03 | 20 | 40 | 15.03.20.40 |  | HIV Multiple - NA Reagents
15 | 03 | 20 | 90 | 15.03.20.90 |  | Other HIV Multiple (1/2) Reagents
TOTAL 15.03.20
15 | 03 | 30 |  | 15.03.30 |  | HTLV I
15 | 03 | 30 | 01 | 15.03.30.01 |  | HTLV I Antigen
15 | 03 | 30 | 04 | 15.03.30.04 |  | HTLV I Antibody
15 | 03 | 30 | 07 | 15.03.30.07 |  | HTLV I Antibody - Confirmatory
15 | 03 | 30 | 40 | 15.03.30.40 |  | HTLV I - NA Reagents
15 | 03 | 30 | 90 | 15.03.30.90 |  | Other HTLV I Reagents
TOTAL 15.03.30
15 | 03 | 31 |  | 15.03.31 |  | HTLV II
15 | 03 | 31 | 01 | 15.03.31.01 |  | HTLV II Antigen
15 | 03 | 31 | 04 | 15.03.31.04 |  | HTLV II Antibody
15 | 03 | 31 | 07 | 15.03.31.07 |  | HTLV II Antibody - Confirmatory
15 | 03 | 31 | 40 | 15.03.31.40 |  | HTLV II - NA Reagents
15 | 03 | 31 | 90 | 15.03.31.90 |  | Other HTLV II Reagents
TOTAL 15.03.31
15 | 03 | 32 |  | 15.03.32 |  | HTLV Multiple
15 | 03 | 32 | 01 | 15.03.32.01 |  | HTLV Multiple Antigen
15 | 03 | 32 | 04 | 15.03.32.04 |  | HTLV Multiple Antibody
15 | 03 | 32 | 07 | 15.03.32.07 |  | HTLV Multiple Antibody - Confirmatory
15 | 03 | 32 | 40 | 15.03.32.40 |  | HTLV Multiple - NA Reagents
15 | 03 | 32 | 90 | 15.03.32.90 |  | Other HTLV Multiple Reagents
TOTAL 15.03.40
15 | 04 |  |  | 15.04 |  | Other Virology (Infect. Immunology / NAT)
15 | 04 | 01 |  | 15.04.01 |  | Rubella Virus
15 | 04 | 01 | 04 | 15.04.01.04 |  | Rubella Virus Antibodies - Total
15 | 04 | 01 | 05 | 15.04.01.05 |  | Rubella Virus IgG
15 | 04 | 01 | 06 | 15.04.01.06 |  | Rubella Virus IgM
15 | 04 | 01 | 40 | 15.04.01.40 |  | Rubella - NA Reagents
15 | 04 | 01 | 90 | 15.04.01.90 |  | Other Rubella Virus Reagents
TOTAL 15.04.01
15 | 04 | 02 |  | 15.04.02 |  | Cytomegalovirus | CMV
15 | 04 | 02 | 01 | 15.04.02.01 |  | CMV Antigen
15 | 04 | 02 | 04 | 15.04.02.04 |  | CMV Antibodies - Total
15 | 04 | 02 | 05 | 15.04.02.05 |  | CMV IgG
15 | 04 | 02 | 06 | 15.04.02.06 |  | CMV IgM
15 | 04 | 02 | 07 | 15.04.02.07 |  | CMV IgG - Avidity
15 | 04 | 02 | 40 | 15.04.02.40 |  | CMV - NA Reagents
15 | 04 | 02 | 90 | 15.04.02.90 |  | Other CMV Reagents
TOTAL 15.04.02
15 | 04 | 03 |  | 15.04.03 |  | Herpes Simplex Virus | HSV
15 | 04 | 03 | 01 | 15.04.03.01 |  | HSV Antigen
15 | 04 | 03 | 04 | 15.04.03.04 |  | HSV 1+2 Antibodies - Total
15 | 04 | 03 | 05 | 15.04.03.05 |  | HSV 1+2 IgG
15 | 04 | 03 | 06 | 15.04.03.06 |  | HSV 1+2 IgM
15 | 04 | 03 | 07 | 15.04.03.07 |  | HSV 1 Antibodies - Total
15 | 04 | 03 | 08 | 15.04.03.08 |  | HSV 1 IgG
15 | 04 | 03 | 09 | 15.04.03.09 |  | HSV 1 IgM
15 | 04 | 03 | 10 | 15.04.03.10 |  | HSV 2 Antibodies - Total
15 | 04 | 03 | 11 | 15.04.03.11 |  | HSV 2 IgG
15 | 04 | 03 | 12 | 15.04.03.12 |  | HSV 2 IgM
15 | 04 | 03 | 40 | 15.04.03.40 |  | HSV - NA Reagents
15 | 04 | 03 | 90 | 15.04.03.90 |  | Other HSV Reagents
TOTAL 15.04.03
15 | 04 | 04 |  | 15.04.04 |  | Epstein Barr Virus | EBV
15 | 04 | 04 | 04 | 15.04.04.04 |  | EBV Antibodies - Total
15 | 04 | 04 | 05 | 15.04.04.05 |  | EBV IgG - Total
15 | 04 | 04 | 06 | 15.04.04.06 |  | EBV IgM - Total
15 | 04 | 04 | 07 | 15.04.04.07 |  | EBV VCA IgM
15 | 04 | 04 | 08 | 15.04.04.08 |  | EBV VCA IgG
15 | 04 | 04 | 09 | 15.04.04.09 |  | EBV EBNA IgG
15 | 04 | 04 | 10 | 15.04.04.10 |  | EBV EA IgM
15 | 04 | 04 | 11 | 15.04.04.11 |  | EBV EA IgG
15 | 04 | 04 | 12 | 15.04.04.12 |  | EBV Antibodies Others
15 | 04 | 04 | 40 | 15.04.04.40 |  | EBV - NA Reagents
15 | 04 | 04 | 90 | 15.04.04.90 |  | Other EBV Reagents
TOTAL 15.04.04
15 | 04 | 05 |  | 15.04.05 |  | Measles Virus
15 | 04 | 05 | 04 | 15.04.05.04 |  | Measles Virus Antibodies - Total
15 | 04 | 05 | 05 | 15.04.05.05 |  | Measles Virus IgG
15 | 04 | 05 | 06 | 15.04.05.06 |  | Measles Virus IgM
15 | 04 | 05 | 40 | 15.04.05.40 |  | Measles - NA Reagents
15 | 04 | 05 | 90 | 15.04.05.90 |  | Other Measles Virus Reagents
TOTAL 15.04.05
15 | 04 | 06 |  | 15.04.06 |  | Mumps / Parotitis Virus
15 | 04 | 06 | 04 | 15.04.06.04 |  | Mumps / Parotitis Virus Antibodies - Total
15 | 04 | 06 | 05 | 15.04.06.05 |  | Mumps / Parotitis Virus IgG
15 | 04 | 06 | 06 | 15.04.06.06 |  | Mumps / Parotitis Virus IgM
15 | 04 | 06 | 40 | 15.04.06.40 |  | Mumps / Parotitis - NA Reagents
15 | 04 | 06 | 90 | 15.04.06.90 |  | Other Mumps / Parotitis Virus Reagents
TOTAL 15.04.06
15 | 04 | 07 |  | 15.04.07 |  | Varicella Zoster Virus | VZV
15 | 04 | 07 | 04 | 15.04.07.04 |  | Varicella Zoster Virus Antibodies - Total
15 | 04 | 07 | 05 | 15.04.07.05 |  | Varicella Zoster Virus IgG
15 | 04 | 07 | 06 | 15.04.07.06 |  | Varicella Zoster Virus IgM
15 | 04 | 07 | 40 | 15.04.07.40 |  | Varicella Zoster - NA Reagents
15 | 04 | 07 | 90 | 15.04.07.90 |  | Other Varicella Zoster Virus Reagents
TOTAL 15.04.07
15 | 04 | 08 |  | 15.04.08 |  | Human Papilloma Virus | HPV
15 | 04 | 08 | 09 | 15.04.08.09 |  | HPV Antigen / Antibodies
15 | 04 | 08 | 40 | 15.04.08.40 |  | Screening High-Risk HPV - NA Reagents
15 | 04 | 08 | 41 | 15.04.08.41 |  | Partial Genotyping High-Risk HPV - NA reagents
15 | 04 | 08 | 42 | 15.04.08.42 |  | Full Geotypig High-Risk + Low-Risk HPV - NA reagents
15 | 04 | 08 | 43 | 15.04.08.43 |  | Other HPV - NA Reagents
15 | 04 | 08 | 90 | 15.04.08.90 |  | Other HPV Reagents
TOTAL 15.04.08
15 | 04 | 09 |  | 15.04.09 |  | Coronavirus
15 | 04 | 09 | 01 | 15.04.09.01 |  | Coronavirus Ag
15 | 04 | 09 | 04 | 15.04.09.04 |  | Coronavirus Antibodies - Total
15 | 04 | 09 | 05 | 15.04.09.05 |  | Coronavirus IgG
15 | 04 | 09 | 06 | 15.04.09.06 |  | Coronavirus IgM
15 | 04 | 09 | 07 | 15.04.09.07 |  | Coronavirus IgA
15 | 04 | 09 | 40 | 15.04.09.40 |  | Coronavirus - NA Reagents
15 | 04 | 09 | 90 | 15.04.09.90 |  | Other Coronavirus Reagents
TOTAL 15.04.09
15 | 04 | 40 |  | 15.04.40 |  | Other Virology - NA Reagents
15 | 04 | 40 | 01 | 15.04.40.01 |  | Adenovirus - NA Reagents
15 | 04 | 40 | 02 | 15.04.40.02 |  | Enterovirus - NA Reagents
15 | 04 | 40 | 04 | 15.04.40.04 |  | Influenza & Para Influenza - NA Reagents
15 | 04 | 40 | 05 | 15.04.40.05 |  | Respiratory Syncytial Virus (RSV) - NA Reagents | RSV
15 | 04 | 40 | 06 | 15.04.40.06 |  | Rotavirus - NA Reagents
15 | 04 | 40 | 09 | 15.04.40.09 |  | Parvovirus B 19 - NA Reagents
15 | 04 | 40 | 11 | 15.04.40.11 |  | Dengue Virus - NA Reagents
15 | 04 | 40 | 12 | 15.04.40.12 |  | FSME Virus - NA Reagents | FSME
15 | 04 | 40 | 13 | 15.04.40.13 |  | LCM Virus - NA Reagents | LCM
15 | 04 | 40 | 14 | 15.04.40.14 |  | Hantavirus / Bunyavirus - NA Reagents
15 | 04 | 40 | 15 | 15.04.40.15 |  | Avian Influenza - NA Reagents
15 | 04 | 40 | 16 | 15.04.40.16 |  | Norovirus - NA Reagents
15 | 04 | 40 | 17 | 15.04.40.17 |  | Human Metapneumovirus - NA Reagents | hMPV
15 | 04 | 40 | 18 | 15.04.40.18 |  | Bocavirus - NA Reagents
15 | 04 | 40 | 20 | 15.04.40.20 |  | Rhinovirus - NA Reagents
15 | 04 | 40 | 21 | 15.04.40.21 |  | Parechovirus - NA Reagents | HPeV
15 | 04 | 40 | 22 | 15.04.40.22 |  | BK virus - NA Reagents | BK
15 | 04 | 40 | 23 | 15.04.40.23 |  | JC virus - NA Reagents | JC
15 | 04 | 40 | 24 | 15.04.40.24 |  | HHV-6,7,8 - NA Reagents | HHV
15 | 04 | 40 | 25 | 15.04.40.25 |  | Chikungunya Virus - NA Reagents
15 | 04 | 40 | 26 | 15.04.40.26 |  | West Nile Virus - NA Reagent
15 | 04 | 40 | 27 | 15.04.40.27 |  | Ebola (Filovirus) - NA Reagents
15 | 04 | 40 | 28 | 15.04.40.28 |  | Crimean–Congo hemorrhagic fever (CCHF) - NA Reagents | CCHF
15 | 04 | 40 | 29 | 15.04.40.29 |  | Astrovirus - NA Reagents
15 | 04 | 40 | 30 | 15.04.40.30 |  | Zika Virus - NA Reagents | ZIKV
15 | 04 | 40 | 31 | 15.04.40.31 |  | Mpox - NA Reagent | mpox
15 | 04 | 40 | 90 | 15.04.40.90 |  | Other Virology - NA Reagents
TOTAL 15.04.40
15 | 04 | 80 |  | 15.04.80 |  | Other Virology Antigen/Antibody Detection
15 | 04 | 80 | 01 | 15.04.80.01 |  | Adenovirus
15 | 04 | 80 | 02 | 15.04.80.02 |  | Enterovirus
15 | 04 | 80 | 04 | 15.04.80.04 |  | Influenza & Para Influenza
15 | 04 | 80 | 05 | 15.04.80.05 |  | Respiratory Syncytial Virus (RSV) | RSV
15 | 04 | 80 | 06 | 15.04.80.06 |  | Rotavirus
15 | 04 | 80 | 09 | 15.04.80.09 |  | Parvovirus B 19
15 | 04 | 80 | 11 | 15.04.80.11 |  | Dengue Virus
15 | 04 | 80 | 12 | 15.04.80.12 |  | FSME Virus | FSM
15 | 04 | 80 | 13 | 15.04.80.13 |  | LCM Virus | LCM
15 | 04 | 80 | 14 | 15.04.80.14 |  | Hantavirus / Bunyavirus
15 | 04 | 80 | 15 | 15.04.80.15 |  | Avian Influenza
15 | 04 | 80 | 16 | 15.04.80.16 |  | Norovirus
15 | 04 | 80 | 17 | 15.04.80.17 |  | Human Metapneumovirus | hMPV
15 | 04 | 80 | 18 | 15.04.80.18 |  | Bocavirus
15 | 04 | 80 | 20 | 15.04.80.20 |  | Rhinovirus
15 | 04 | 80 | 21 | 15.04.80.21 |  | Parechovirus | HPeV
15 | 04 | 80 | 22 | 15.04.80.22 |  | BK virus | BK
15 | 04 | 80 | 23 | 15.04.80.23 |  | JC virus | JC
15 | 04 | 80 | 24 | 15.04.80.24 |  | HHV-6,7,8 | HHV
15 | 04 | 80 | 25 | 15.04.80.25 |  | Chikungunya Virus
15 | 04 | 80 | 26 | 15.04.80.26 |  | West Nile Virus
15 | 04 | 80 | 27 | 15.04.80.27 |  | Ebola (Filovirus)
15 | 04 | 80 | 28 | 15.04.80.28 |  | Crimean–Congo hemorrhagic fever (CCHF) | CCHF
15 | 04 | 80 | 29 | 15.04.80.29 |  | Astrovirus
15 | 04 | 80 | 30 | 15.04.80.30 |  | Zika Virus | ZIKV
15 | 04 | 80 | 31 | 15.04.80.31 |  | Mpox | mpox
15 | 04 | 80 | 90 | 15.04.80.90 |  | Other Viral Antigen/Antibody Detection
TOTAL 15.04.80
15 | 04 | 90 |  | 15.04.90 |  | Other Other Virology
15 | 04 | 90 | 90 | 15.04.90.90 |  | Other Other Virology Reagents
TOTAL 15.04.90
TOTAL 15.04
15 | 05 |  |  | 15.05 |  | Parasitology (Infect. Immunology / NAT)
15 | 05 | 01 |  | 15.05.01 |  | Toxoplasma
15 | 05 | 01 | 04 | 15.05.01.04 |  | Toxoplasma Antibody (Total)
15 | 05 | 01 | 05 | 15.05.01.05 |  | Toxoplasma Antibody IgG
15 | 05 | 01 | 06 | 15.05.01.06 |  | Toxoplasma Antibody IgM
15 | 05 | 01 | 07 | 15.05.01.07 |  | Toxoplasma Antibody IgG - Avidity
15 | 05 | 01 | 40 | 15.05.01.40 |  | Toxoplasma - NA Reagents
15 | 05 | 01 | 90 | 15.05.01.90 |  | Other Toxoplasma Reagents
TOTAL 15.05.01
15 | 05 | 10 |  | 15.05.10 |  | Miscellaneous Parasitology ImmunoAssay
15 | 05 | 10 | 01 | 15.05.10.01 |  | Entamoeba histolytica
15 | 05 | 10 | 02 | 15.05.10.02 |  | Chagas
15 | 05 | 10 | 03 | 15.05.10.03 |  | Distomatosis
15 | 05 | 10 | 04 | 15.05.10.04 |  | Echinococcus
15 | 05 | 10 | 05 | 15.05.10.05 |  | Leishmania
15 | 05 | 10 | 06 | 15.05.10.06 |  | Schistosoma
15 | 05 | 10 | 07 | 15.05.10.07 |  | Cryptosporidium
15 | 05 | 10 | 08 | 15.05.10.08 |  | Giardia lamblia
15 | 05 | 10 | 09 | 15.05.10.09 |  | Plasmodium (Malaria)
15 | 05 | 10 | 10 | 15.05.10.10 |  | Trichomonas
15 | 05 | 10 | 90 | 15.05.10.90 |  | Other Parasitology
TOTAL 15.05.10
15 | 05 | 40 |  | 15.05.40 |  | Miscellaneous Parasitology - NA Reagents
15 | 05 | 40 | 01 | 15.05.40.01 |  | Entamoeba histolytica - NA Reagents
15 | 05 | 40 | 02 | 15.05.40.02 |  | Chagas - NA Reagents
15 | 05 | 40 | 03 | 15.05.40.03 |  | Distomatosis - NA Reagents
15 | 05 | 40 | 04 | 15.05.40.04 |  | Echinococcus - NA Reagents
15 | 05 | 40 | 05 | 15.05.40.05 |  | Leishmania - NA Reagents
15 | 05 | 40 | 06 | 15.05.40.06 |  | Schistosoma - NA Reagents
15 | 05 | 40 | 07 | 15.05.40.07 |  | Cryptosporidium - NA Reagents
15 | 05 | 40 | 08 | 15.05.40.08 |  | Giardia lamblia - NA Reagents
15 | 05 | 40 | 09 | 15.05.40.09 |  | Plasmodium (Malaria) - NA Reagents
15 | 05 | 40 | 10 | 15.05.40.10 | cr | Trichomonas - NA Reagents Trichomonas Multiparameters Combination NA Reagents => 15.30.04.41
15 | 05 | 40 | 90 | 15.05.40.90 |  | Other Parasitology - NA Reagents
TOTAL 15.05.40
TOTAL 15.05
15 | 06 |  |  | 15.06 |  | Mycology (Infect. Immunology / NAT)
15 | 06 | 01 |  | 15.06.01 |  | Mycology Immunoassays
15 | 06 | 01 | 01 | 15.06.01.01 |  | Aspergillus
15 | 06 | 01 | 02 | 15.06.01.02 |  | Candida albicans
15 | 06 | 01 | 03 | 15.06.01.03 |  | Cryptococcus
15 | 06 | 01 | 05 | 15.06.01.05 |  | Beta-D-Glucan (pan-fungal markers)
15 | 06 | 01 | 90 | 15.06.01.90 |  | Other Mycology Immunoassays
TOTAL 15.06.01
15 | 06 | 40 |  | 15.06.40 |  | Mycology - NA Reagents
15 | 06 | 40 | 01 | 15.06.40.01 |  | Aspergillus - NA Reagents
15 | 06 | 40 | 02 | 15.06.40.02 |  | Candida albicans - NA Reagents
15 | 06 | 40 | 03 | 15.06.40.03 |  | Cryptococcus - NA Reagents
15 | 06 | 40 | 04 | 15.06.40.04 |  | Pneumocystis - NA Reagents
15 | 06 | 40 | 05 | 15.06.40.05 |  | Candida auris - NA Reagents
15 | 06 | 40 | 90 | 15.06.40.90 |  | Other Mycology NA Reagents
TOTAL 15.06.40
TOTAL 15.06
15 | 30 |  |  | 15.30 |  | Multiple Parameters - Infect. Immunology / NAT
15 | 30 | 01 |  | 15.30.01 |  | Multiple Bacteria / Fungi panels
15 | 30 | 01 | 40 | 15.30.01.40 |  | Gram+ - Gram- - Fungi - Multiplex NA Reagents
15 | 30 | 01 | 41 | 15.30.01.41 |  | Blood Stream Infection / Sepsis (Bacteria & Fungi) - Multiplex NA Reagents
15 | 30 | 01 | 50 | 15.30.01.50 |  | Gram+ - Gram- - Fungi - Multiplex Assays
TOTAL 15.30.01
15 | 30 | 02 |  | 15.30.02 |  | Multiple Viruses panels
15 | 30 | 02 | 40 | 15.30.02.40 |  | HBV / HCV / HIV Combination - Multiplex NA Reagents
15 | 30 | 02 | 41 | 15.30.02.41 |  | Immunosuppressed / Transplantation Monitoring - Multiplex NA Reagents
15 | 30 | 02 | 42 | 15.30.02.42 |  | Influenza & Para Influenza / Respiratory Syncytial Virus (RSV) / SARS-CoV - Multiplex NA Reagents (Low/Mid-Plex =< 5 targets, any combination)
15 | 30 | 02 | 49 | 15.30.02.49 |  | Others Virus Combination - Multiplex NA Reagents
15 | 30 | 02 | 90 | 15.30.02.90 |  | Other Multiple Viruses - Multiplex Assays
TOTAL 15.30.02
15 | 30 | 03 |  | 15.30.03 |  | Multiple Parasites panels
15 | 30 | 03 | 90 | 15.30.03.90 |  | Other Multiple Parasites - Multiplex Assays
TOTAL 15.30.03
15 | 30 | 04 |  | 15.30.04 |  | Multiple Others Infectious panels / Syndromic panels
15 | 30 | 04 | 41 | 15.30.04.41 |  | STIs / STDs (C.trachomatis, N.gonorrhoeae ,M.genitalium, T.vaginalis, Ureaplasma spp….) Combination - Multiplex NA Reagents
15 | 30 | 04 | 42 | 15.30.04.42 |  | Pneumonia / Respiratory Tract Infections - Multiplex NA Reagents (High-Plex >5 targets, any combination)
15 | 30 | 04 | 43 | 15.30.04.43 |  | Gastrointestinal Infections - Multiplex NA Reagents
15 | 30 | 04 | 44 | 15.30.04.44 |  | Meningitis / Encephalitis Infections - Multiplex NA Reagents
15 | 30 | 04 | 45 | 15.30.04.45 |  | Tropical Fever - Multiplex NA Reagents
15 | 30 | 04 | 46 | 15.30.04.46 |  | Tick Borne Diseases - Multiplex NA Reagents
15 | 30 | 04 | 49 | 15.30.04.49 |  | Other Multiple Infectious - Multiplex NA Reagents
15 | 30 | 04 | 90 | 15.30.04.90 |  | Other Multiple Infectious - Multiplex Assays
TOTAL 15.30.04
TOTAL 15.30
15 | 50 |  |  | 15.50 |  | Controls/Standards/Calibrators - Infect. Immunology / NAT
15 | 50 | 01 |  | 15.50.01 |  | Controls - Infect. Immunology / NAT
15 | 50 | 01 | 01 | 15.50.01.01 |  | Bacteriology Controls - Inf.Imm.
15 | 50 | 01 | 02 | 15.50.01.02 |  | Hepatitis Virus Controls - Inf.Imm.
15 | 50 | 01 | 03 | 15.50.01.03 |  | Retrovirus Controls - Inf.Imm.
15 | 50 | 01 | 04 | 15.50.01.04 |  | Other Virology Controls - Inf.Imm.
15 | 50 | 01 | 05 | 15.50.01.05 |  | Parasitology Controls - Inf.Imm.
15 | 50 | 01 | 06 | 15.50.01.06 |  | Mycology Controls - Inf.Imm.
15 | 50 | 01 | 30 | 15.50.01.30 |  | Multiconstituent Controls - Inf.Imm.
15 | 50 | 01 | 40 | 15.50.01.40 |  | All Infectious Diseases Controls - NAT
15 | 50 | 01 | 90 | 15.50.01.90 |  | Other Controls - Inf. Immunology
TOTAL 15.50.01
15 | 50 | 02 |  | 15.50.02 |  | Standards and Calibrators - Infect. Immunology / NAT
15 | 50 | 02 | 01 | 15.50.02.01 |  | Bacteriology Standards and Calibrators - Inf.Imm.
15 | 50 | 02 | 02 | 15.50.02.02 |  | Hepatitis Virus Standards and Calibrators - Inf.Imm.
15 | 50 | 02 | 03 | 15.50.02.03 |  | Retrovirus Standards and Calibrators - Inf.Imm.
15 | 50 | 02 | 04 | 15.50.02.04 |  | Other Virology Standards and Calibrators - Inf.Imm.
15 | 50 | 02 | 05 | 15.50.02.05 |  | Parasitology Standards and Calibrators - Inf.Imm.
15 | 50 | 02 | 06 | 15.50.02.06 |  | Mycology Standards and Calibrators - Inf.Imm.
15 | 50 | 02 | 30 | 15.50.02.30 |  | Multiconstituent Standards and Calibrators - Inf.Imm.
15 | 50 | 02 | 40 | 15.50.02.40 |  | All Infectious Diseases Standards and Calibrators - NAT
15 | 50 | 02 | 90 | 15.50.02.90 |  | Other Standards and Calibrators - Inf. Immunology
TOTAL 15.50.02
TOTAL 15.50
15 | 70 |  |  | 15.70 |  | Rapid Tests & Point of Care - Infectious Immunology
15 | 70 | 01 |  | 15.70.01 |  | Bacteriology RT & POC
15 | 70 | 01 | 01 | 15.70.01.01 |  | Chlamydia Ag - RT & POC
15 | 70 | 01 | 02 | 15.70.01.02 |  | H. pylori - RT & POC
15 | 70 | 01 | 03 | 15.70.01.03 |  | Strep. A - RT & POC
15 | 70 | 01 | 04 | 15.70.01.04 |  | Strep. B - RT & POC
15 | 70 | 01 | 05 | 15.70.01.05 |  | Syphilis - RT & POC
15 | 70 | 01 | 06 | 15.70.01.06 |  | Clost. diff. incl GDH and/or Toxin A and B - RT & POC
15 | 70 | 01 | 07 | 15.70.01.07 |  | Meningitis causitive agents - RT & POC
15 | 70 | 01 | 08 | 15.70.01.08 |  | Legionella - RT & POC
15 | 70 | 01 | 09 | 15.70.01.09 |  | Strep. pneumoniae - RT & POC
15 | 70 | 01 | 90 | 15.70.01.90 |  | Other Bacteriology - RT & POC
TOTAL 15.70.01
15 | 70 | 02 |  | 15.70.02 |  | Hepatitis Viruses RT & POC
15 | 70 | 02 | 01 | 15.70.02.01 |  | HBsAg - RT & POC
15 | 70 | 02 | 02 | 15.70.02.02 |  | HCV Antibody -RT & POC
15 | 70 | 02 | 90 | 15.70.02.90 |  | Other Hepatitis Viruses - RT & POC
TOTAL 15.70.02
15 | 70 | 03 |  | 15.70.03 |  | Retroviruses RT & POC
15 | 70 | 03 | 01 | 15.70.03.01 |  | HIV 1 - RT & POC
15 | 70 | 03 | 02 | 15.70.03.02 |  | HIV 1 / 2 - RT & POC
15 | 70 | 03 | 03 | 15.70.03.03 |  | HIV Ag/Ab Combi - RT & POC
15 | 70 | 03 | 90 | 15.70.03.90 |  | Other Retroviruses - RT & POC
TOTAL 15.70.03
15 | 70 | 04 |  | 15.70.04 |  | Coronavirus RT & POC
15 | 70 | 04 | 01 | 15.70.04.01 |  | Coronavirus Antigen (Ag) - RT & POC
15 | 70 | 04 | 02 | 15.70.04.02 |  | Coronavirus Antibody (Ab) - RT & POC
15 | 70 | 04 | 90 | 15.70.04.90 |  | Other Coronavirus - RT & POC
TOTAL 15.70.04
15 | 70 | 05 |  | 15.70.05 |  | Parasitology RT & POC
15 | 70 | 05 | 01 | 15.70.05.01 |  | Plasmodium (Malaria) - RT & POC
15 | 70 | 05 | 90 | 15.70.05.90 |  | Other Parasites - RT & POC
TOTAL 15.70.05
15 | 70 | 30 |  | 15.70.30 |  | Multiple pathogens - RT & POC
15 | 70 | 30 | 01 | 15.70.30.01 |  | Coronavirus / Influenza - RT & POC
15 | 70 | 30 | 90 | 15.70.30.90 |  | Other Multiple pathogens - RT & POC
TOTAL 15.70.30
15 | 70 | 50 |  | 15.70.50 |  | Controls, Standards and Calibrators Infectious Immunology - RT & POC
15 | 70 | 50 | 50 | 15.70.50.50 |  | Controls Infectious Immunology - RT & POC
15 | 70 | 50 | 90 | 15.70.50.90 |  | Standards and Calibrators Infectious Immunology - RT & POC
TOTAL 15.70.50
15 | 70 | 90 |  | 15.70.90 |  | Other Virology RT & POC
15 | 70 | 90 | 01 | 15.70.90.01 |  | CMV - RT & POC
15 | 70 | 90 | 02 | 15.70.90.02 |  | RSV - RT & POC
15 | 70 | 90 | 03 | 15.70.90.03 |  | Mononucleosis (EBV) - RT & POC
15 | 70 | 90 | 04 | 15.70.90.04 |  | Influenza A and /or B - RT & POC
15 | 70 | 90 | 06 | 15.70.90.06 |  | VZV - RT & POC
15 | 70 | 90 | 07 | 15.70.90.07 |  | Dengue - RT & POC
15 | 70 | 90 | 08 | 15.70.90.08 |  | Mpox - RT & POC
15 | 70 | 90 | 90 | 15.70.90.90 |  | Other Other Virology - RT & POC
TOTAL 15.70.90
TOTAL 15.70
15 | 90 |  |  | 15.90 |  | Other Infectious Immunology / NAT
15 | 90 | 40 |  | 15.90.40 |  | Infectious Immunology - NA Reagents
15 | 90 | 40 | 01 | 15.90.40.01 |  | Reagents for DNA and/or RNA extraction and preparation: bacteria and/or virus
15 | 90 | 40 | 02 | 15.90.40.02 |  | Reagents for DNA and/or RNA amplification and/or detection: bacteria and/or virus
15 | 90 | 40 | 03 | 15.90.40.03 |  | Supplemental NA Reagents
TOTAL 15.90.40
15 | 90 | 90 |  | 15.90.90 |  | Other Infectious Immunology Reagents
15 | 90 | 90 | 01 | 15.90.90.01 |  | Buffers (unassignable ), Supplem. Reagents, etc
15 | 90 | 90 | 90 | 15.90.90.90 |  | Other Other Infectious Immunology
TOTAL 15.90.90
TOTAL 15.90
TOTAL 15
16 |  |  |  | 16 |  | GENETIC TESTING
16 | 01 |  |  | 16.01 |  | Inborn Gene or Chromosome Alterations
16 | 01 | 01 |  | 16.01.01 |  | Monogenetic Disorders
16 | 01 | 01 | 01 | 16.01.01.01 |  | Cystic Fibrosis
16 | 01 | 01 | 02 | 16.01.01.02 |  | Duchenne Muscular Dystrophy
16 | 01 | 01 | 03 | 16.01.01.03 |  | Factor V Leiden
16 | 01 | 01 | 04 | 16.01.01.04 |  | Fragile X Syndrome
16 | 01 | 01 | 05 | 16.01.01.05 |  | Haemochromatosis
16 | 01 | 01 | 06 | 16.01.01.06 |  | Haemophilia
16 | 01 | 01 | 07 | 16.01.01.07 |  | Huntington Chorea
16 | 01 | 01 | 08 | 16.01.01.08 |  | Polycystic Kidney Disease
16 | 01 | 01 | 09 | 16.01.01.09 |  | Sickle Cell Anemia
16 | 01 | 01 | 10 | 16.01.01.10 |  | Tay Sachs Disease
16 | 01 | 01 | 11 | 16.01.01.11 |  | Thalassaemia
16 | 01 | 01 | 12 | 16.01.01.12 |  | Friedreich's Ataxia
16 | 01 | 01 | 13 | 16.01.01.13 |  | Spihocerebellar Ataxins Type 1,2,3,6,7,8
16 | 01 | 01 | 14 | 16.01.01.14 |  | Prothrombin Mutation
16 | 01 | 01 | 15 | 16.01.01.15 |  | Combined Factor II / Factor V Leiden
16 | 01 | 01 | 16 | 16.01.01.16 |  | Other thrombophilia mutations (PROC, PROS1, MTHFR, SERPINC1, SEPINE1, F11, F12, F13, other F2/F5)
16 | 01 | 01 | 17 | 16.01.01.17 |  | Other Hemophilia mutations (vWF, F8, F9)
16 | 01 | 01 | 90 | 16.01.01.90 |  | Other Monogenetic Disorders Tests
TOTAL 16.01.01
16 | 01 | 02 |  | 16.01.02 |  | Polygenetic Disorders
16 | 01 | 02 | 01 | 16.01.02.01 |  | Alzheimer's Disease
16 | 01 | 02 | 02 | 16.01.02.02 |  | Asthma
16 | 01 | 02 | 03 | 16.01.02.03 |  | Atherosclerosis
16 | 01 | 02 | 04 | 16.01.02.04 |  | Diabetes
16 | 01 | 02 | 05 | 16.01.02.05 |  | Hypertension
16 | 01 | 02 | 06 | 16.01.02.06 |  | Multiple Sclerosis
16 | 01 | 02 | 07 | 16.01.02.07 |  | Osteoporosis
16 | 01 | 02 | 90 | 16.01.02.90 |  | Other Polygenetic Disorders Tests
TOTAL 16.01.02
16 | 01 | 03 |  | 16.01.03 |  | Chromosomal Disorders
16 | 01 | 03 | 01 | 16.01.03.01 |  | Down's Syndrome
16 | 01 | 03 | 02 | 16.01.03.02 |  | Edwards Syndrome
16 | 01 | 03 | 03 | 16.01.03.03 |  | Klinefelter syndrome
16 | 01 | 03 | 04 | 16.01.03.04 |  | Pätau Syndrome
16 | 01 | 03 | 05 | 16.01.03.05 |  | Turner Syndrome
16 | 01 | 03 | 90 | 16.01.03.90 |  | Other Chromosomal Disorders Tests
TOTAL 16.01.03
16 | 01 | 04 |  | 16.01.04 |  | Polymorphisms
16 | 01 | 04 | 01 | 16.01.04.01 |  | HLA-Typing
16 | 01 | 04 | 90 | 16.01.04.90 |  | Other Polymorphism Tests
TOTAL 16.01.04
TOTAL 16.01
16 | 02 |  |  | 16.02 |  | Acquired Gene or Chromosome Alterations
16 | 02 | 01 |  | 16.02.01 |  | Cancer Causing / Related Alterations
16 | 02 | 01 | 01 | 16.02.01.01 |  | p53
16 | 02 | 01 | 02 | 16.02.01.02 |  | k-ras
16 | 02 | 01 | 03 | 16.02.01.03 |  | BRCA 1+2
16 | 02 | 01 | 04 | 16.02.01.04 |  | RET
16 | 02 | 01 | 05 | 16.02.01.05 |  | c-myc
16 | 02 | 01 | 06 | 16.02.01.06 |  | HNPCC
16 | 02 | 01 | 07 | 16.02.01.07 |  | APC
16 | 02 | 01 | 08 | 16.02.01.08 |  | t(9;22) | BCR-ABL
16 | 02 | 01 | 09 | 16.02.01.09 |  | t(8;14)
16 | 02 | 01 | 10 | 16.02.01.10 |  | t(14;18)
16 | 02 | 01 | 11 | 16.02.01.11 |  | inv (16)
16 | 02 | 01 | 12 | 16.02.01.12 |  | Telomerase
16 | 02 | 01 | 13 | 16.02.01.13 |  | HER-2/neu (Breast Cancer)
16 | 02 | 01 | 14 | 16.02.01.14 |  | Colorectal Cancer (MSI-H / dMMR)
16 | 02 | 01 | 15 | 16.02.01.15 |  | Bladder Cancer detection / monitoring
16 | 02 | 01 | 90 | 16.02.01.90 |  | Other Acquired Gene or Chromosome Alteration Tests
TOTAL 16.02
16 | 30 |  |  | 16.30 |  | Multiple Parameters - Genetic Testing
16 | 30 | 01 |  | 16.30.01 |  | Pharmacogenomics
16 | 30 | 01 | 01 | 16.30.01.01 |  | CYP 450 - Individual test
16 | 30 | 01 | 02 | 16.30.01.02 |  | CYP2C9
16 | 30 | 01 | 03 | 16.30.01.03 |  | CYP2C19
16 | 30 | 01 | 04 | 16.30.01.04 |  | VKORC1
16 | 30 | 01 | 30 | 16.30.01.30 |  | CYP 450 - Multiple Tests on micro-arrays
TOTAL 16.30
16 | 90 |  |  | 16.90 |  | Other Genetic Tests
16 | 90 | 90 |  | 16.90.90 |  | Other Genetic Tests
16 | 90 | 90 | 01 | 16.90.90.01 |  | Other Other Genetic Tests
TOTAL 16.90
TOTAL 16
2 |  |  |  | 2 |  | INSTRUMENTS , CONSUMABLES, SPARE PARTS, SOFTWARE, SERVICE
21 |  |  |  | 21 |  | Chemistry / Immunochemistry Instruments
21 | 01 |  |  | 21.01 |  | Chemistry (CH)
21 | 01 | 10 |  | 21.01.10 |  | CH Hardware + accessories + consumables + software
21 | 01 | 10 | 01 | 21.01.10.01 |  | CH Hardware + accessories + consumables + software
Total 21 01
21 | 02 |  |  | 21.02 |  | Immunochemistry (IC) & Infectious Immunology Instruments (II)
21 | 02 | 10 |  | 21.02.10 |  | IC&II Hardware + accessories + consumables + software
21 | 02 | 10 | 01 | 21.02.10.01 |  | IC&II Hardware + accessories + consumables + software
Total 21 02
21 | 03 |  |  | 21.03 |  | Integrated / Modular Chemistry / Immunochemistry / Infec. Immunology (IM)
21 | 03 | 10 |  | 21.03.10 |  | IM Hardware + accessories + consumables + software
21 | 03 | 10 | 01 | 21.03.10.01 |  | IM Hardware + accessories + consumables + software
Total 21 03
21 | 04 |  |  | 21.04 |  | Blood Gases - Electrolytes & Metabolites (GE) - Laboratory
21 | 04 | 10 |  | 21.04.10 |  | GE Hardware + accessories + consumables + software
21 | 04 | 10 | 01 | 21.04.10.01 |  | GE Hardware + accessories + consumables + software
Total 21 04
21 | 05 |  |  | 21.05 |  | Electrophoresis - Chromatography (EC)
21 | 05 | 10 |  | 21.05.10 |  | EC Hardware + accessories + consumables + software
21 | 05 | 10 | 01 | 21.05.10.01 |  | EP Hardware + accessories + consumables + software
21 | 05 | 10 | 02 | 21.05.10.02 |  | HPLC Hardware + accessories + consumables + software
Total 21 05
21 | 06 |  |  | 21.06 |  | Urinalysis (UR) - Laboratory
21 | 06 | 10 |  | 21.06.10 |  | UR Hardware + accessories + consumables + software
21 | 06 | 10 | 01 | 21.06.10.01 |  | UR Hardware + accessories + consumables + software
Total 21 06
21 | 07 |  |  | 21.07 |  | Chemistry / Immunochemistry Rapid Test + POC (RT_CI)
21 | 07 | 10 |  | 21.07.10 |  | RT_CI Hardware + accessories +consumables + software
21 | 07 | 10 | 01 | 21.07.10.01 |  | RT_BGM Hardware + accessories + consumables + software
21 | 07 | 10 | 02 | 21.07.10.02 |  | RT_BG POC Hardware + accessories + consumables + software
21 | 07 | 10 | 03 | 21.07.10.03 |  | RT_CC Hardware + accessories + consumables + software
21 | 07 | 10 | 04 | 21.07.10.04 |  | RT_IC Hardware + accessories + consumables + software
21 | 07 | 10 | 05 | 21.07.10.05 |  | RT_CC/IC combined Hardware + acc + consumables + software
21 | 07 | 10 | 09 | 21.07.10.09 |  | Other RT_CI Hardware + dedicated accessories + consumables + software
Total 21 07 10
21 | 07 | 11 |  | 21.07.11 |  | POC Hardware + acc + cons + software
21 | 07 | 11 | 01 | 21.07.11.01 |  | POC Blood Gas Electrodes Hardware + acc + cons + software
21 | 07 | 11 | 02 | 21.07.11.02 |  | POC Electolytes Electrodes Hardware + acc + cons + software
21 | 07 | 11 | 03 | 21.07.11.03 |  | POC Blood Gas / Electolytes Electrodes Hardware + acc + cons + software
21 | 07 | 11 | 04 | 21.07.11.04 |  | POC Blood Gas incl. Electrolytes / Metabolites Cassettes Unitary-Use Hardware + acc + cons + software
21 | 07 | 11 | 05 | 21.07.11.05 |  | POC Blood Gas incl. Electrolytes / Metabolites Cassetttes Multi-Use Hardware + acc + cons + software
21 | 07 | 11 | 09 | 21.07.11.09 |  | Other POC Hardware + acc + cons + software
Total 21 07 11
Total 21 07
21 | 09 |  |  | 21.09 |  | Other Chemistry / Immunochemistry (Other_CI )
21 | 09 | 10 |  | 21.09.10 |  | Other_CI Hardware + accessories + consumables + software
21 | 09 | 10 | 01 | 21.09.10.01 |  | Other_CI Hardware + accessories + consumables + software
Total 21 09
Total 21
22 |  |  |  | 22 |  | Clinical Mass-Spectrometry (LC-MS/MS) instruments
22 | 01 |  |  | 22.01 |  | Clinical Mass-Spectrometry (LC-MS/MS)
22 | 01 | 01 |  | 22.01.01 |  | CMS Hardware + accessories + consumables + software
22 | 01 | 01 | 01 | 22.01.01.01 |  | CMS Hardware + accessories + consumables + software
TOTAL 22.01
TOTAL 22
23 |  |  |  | 23 |  | Haematology / Haemostasis / Immunohaemotology / Histology / Cytology Instruments
23 | 01 |  |  | 23.01 |  | Haematology / Cell Counting (CC)
23 | 01 | 10 |  | 23.01.10 |  | CC Hardware + accessories + consumables + software
23 | 01 | 10 | 01 | 23.01.10.01 |  | CC Hardware + accessories + consumables + software
Total 23 01
23 | 02 |  |  | 23.02 |  | Haemostasis (HS)
23 | 02 | 10 |  | 23.02.10 |  | HS Hardware + accessories + consumables + software
23 | 02 | 10 | 01 | 23.02.10.01 |  | HS Hardware + accessories + consumables + software
Total 23 02
23 | 03 |  |  | 23.03 |  | Blood Grouping (BG)
23 | 03 | 10 |  | 23.03.10 |  | BG Hardware + accessories + consumables + software
23 | 03 | 10 | 01 | 23.03.10.01 |  | BG Hardware + accessories + consumables + software
Total 23 03
23 | 04 |  |  | 23.04 |  | Flow Cytometry (FC)
23 | 04 | 10 |  | 23.04.10 |  | FC Hardware + accessories + consumables + software
23 | 04 | 10 | 01 | 23.04.10.01 |  | FC Hardware + accessories + consumables + software
Total 23 04
23 | 05 |  |  | 23.05 |  | Histology / Cytology (HC)
23 | 05 | 10 |  | 23.05.10 |  | HC Hardware + accessories + consumables + software
23 | 05 | 10 | 01 | 23.05.10.01 |  | HC Hardware + accessories + consumables + software
Total 23 05
23 | 07 |  |  | 23.07 |  | Haematology / Haemostasis / Immunohaemotology / Histology / Cytology Rapid Test (RT_HHIHC)
23 | 07 | 10 |  | 23.07.10 |  | RT_HHC Hardware + dedicated accessories or software
23 | 07 | 10 | 01 | 23.07.10.01 |  | RT_ Cell Counting Hardware + accessories + consumables + software
23 | 07 | 10 | 02 | 23.07.10.02 |  | RT_Coagulation Hardware +accessories + consumables + software
Total 23 07
23 | 09 |  |  | 23.09 |  | Other Haematology / Haemostasis / Immunohaemotology / Histology / Cytology (Other_HHIHC)
23 | 09 | 10 |  | 23.09.10 |  | Other_HHIHC Hardware + accessories + consumables + software
23 | 09 | 10 | 01 | 23.09.10.01 |  | Other_HHIHC Hardware + accessories + consumables + software
Total 23 09
Total 23
24 |  |  |  | 24 |  | Microbiology (Culture) Instruments
24 | 01 |  |  | 24.01 |  | Microbiology Susceptibility / Identification (SI)
24 | 01 | 10 |  | 24.01.10 |  | SI Hardware + accessories + consumables + software
24 | 01 | 10 | 01 | 24.01.10.01 |  | SI Hardware + accessories + consumables + software
Total 24 01
24 | 02 |  |  | 24.02 |  | Blood Culture (BC) & Mycobacteria (MB)
24 | 02 | 10 |  | 24.02.10 |  | BC&MB Hardware + accessories + consumables + software
24 | 02 | 10 | 01 | 24.02.10.01 |  | BC&MB Hardware + accessories + consumables + software
Total 24 02
24 | 03 |  |  | 24.03 |  | Mass-Spectrometry (MS) System
24 | 03 | 10 |  | 24.03.10 |  | MS Hardware + accessories + consumables + software
24 | 03 | 10 | 01 | 24.03.10.01 |  | MS Hardware + accessories + consumables + software
Total 24 03
24 | 04 |  |  | 24.04 |  | Microbiology Gram Stainer (GS)
24 | 04 | 10 |  | 24.04.10 |  | Microbiology Gram Stainer Hardware + accessories + consumables + software
24 | 04 | 10 | 01 | 24.04.10.01 |  | Microbiology Gram Stainer Hardware + accessories + consumables + software
Total 24 04
24 | 05 |  |  | 24.05 |  | Microbiology Plates Automation (PA) - Streaker / Invubator / Reader
24 | 05 | 10 |  | 24.05.10 |  | Microbiology Plates Automation (PA) - Streaker / Incubato / Reader Hardware + accessories + consumables + software
24 | 05 | 10 | 01 | 24.05.10.01 |  | PA Hardware + accessories + consumables + software
Total 24 05
24 | 06 |  |  | 24.06 |  | Microbiology Urinary Screening System
24 | 06 | 10 |  | 24.06.10 |  | Urinary Screening System Hardware + accessories + consumables + software
24 | 06 | 10 | 01 | 24.06.10.01 |  | Urinary Screening System Hardware + accessories + consumables + software
Total 24 06
24 | 09 |  |  | 24.09 |  | Other Microbiology (Culture) Instruments
24 | 09 | 10 |  | 24.09.10 |  | Other_MCB Hardware + accessories + consumables + software
24 | 09 | 10 | 01 | 24.09.10.01 |  | Other_MCB Hardware + accessories + consumables + software
Total 24 90
Total 24
26 |  |  |  | 26 |  | Nucleic Acid Testing Instruments including Micro-Array Instruments
26 | 02 |  |  | 26.02 |  | Nucleic Acid Testing Extraction Instruments
26 | 02 | 10 |  | 26.02.10 |  | NA Extraction Hardware + accessories + consumables + software
26 | 02 | 10 | 01 | 26.02.10.01 |  | NA Extraction Hardware + accessories + consumables + software
Total 26 02
26 | 03 |  |  | 26.03 |  | Nucleic Acid Testing Amplification Detection Instruments
26 | 03 | 10 |  | 26.03.10 |  | NA Amplification Detection Hardware + accessories + consumables + software
26 | 03 | 10 | 01 | 26.03.10.01 |  | NA Amplification Detection Hardware + accessories + consumables + software
Total 26 03
26 | 04 |  |  | 26.04 |  | Nucleic Acid Testing Integrated Extraction/Amplification/Detection Instruments
26 | 04 | 10 |  | 26.04.10 |  | NA Integrated Extraction/Amplification/Detection Hardware + accessories + consumables + software
26 | 04 | 10 | 01 | 26.04.10.01 |  | NA Integrated Extraction/Amplification/Detection Hardware + accessories + consumables + software
Total 26 04
26 | 05 |  |  | 26.05 |  | Nucleic Acid Testing Micro-Arrays Instruments (MA)
26 | 05 | 10 |  | 26.05.10 |  | MA Hardware + accessories + consumables + software
26 | 05 | 10 | 01 | 26.05.10.01 |  | MA Hardware + accessories + consumables + software
Total 26 05
26 | 06 |  |  | 26.06 |  | Nucleic Acid Testing Sequencing Instruments
26 | 06 | 10 |  | 26.06.10 |  | Sequencing Hardware + accessories + consumables + software
26 | 06 | 10 | 01 | 26.06.10.01 |  | Sequencing Hardware + accessories + consumables + software
Total 26 06
26 | 07 |  |  | 26.07 |  | Nucleic Acid Testing Instruments Rapid Test + POC (RT&POC_NA)
26 | 07 | 10 |  | 26.07.10 |  | RT&POC_NA Hardware + accessories + consumables + software
26 | 07 | 10 | 01 | 26.07.10.01 |  | RT&POC_NA Hardware + accessories + consumables + software
Total 26 07
26 | 09 |  |  | 26.09 |  | Others Nucleic Acid Testing Instruments (NA)
26 | 09 | 10 |  | 26.09.10 |  | Others NA Hardware + accessories + consumables + software
26 | 09 | 10 | 01 | 26.09.10.01 |  | Others NA Hardware + accessories + consumables + software
Total 26 09
Total 26
28 |  |  |  | 28 |  | Sample Processing Systems
28 | 01 |  |  | 28.01 |  | Aliquoters - Sorters - Centrifuges - Decappers - Recappers (SP)
28 | 01 | 10 |  | 28.01.10 |  | SP Hardware + accessories + consumables + software
28 | 01 | 10 | 01 | 28.01.10.01 |  | SP Hardware + accessories + consumables + software
Total 28 01
28 | 02 |  |  | 28.02 |  | Post-Analytical Systems (PA) - Samples Archiving
28 | 02 | 10 |  | 28.02.10 |  | PA Hardware + accessories + consumables + software
28 | 02 | 10 | 01 | 28.02.10.01 |  | PA Hardware + accessories + consumables + software
Total 28 02
Total 28
29 |  |  |  | 29 |  | Other Instruments
29 | 01 |  |  | 29.01 |  | Other Instruments
29 | 01 | 10 |  | 29.01.10 |  | Other Hardware + accessories + consumables + software
29 | 01 | 10 | 01 | 29.01.10.01 |  | Other Hardware + accessories + consumables + software
Total 29 01
Total 29
Total 2
3 |  |  |  | 3 |  | SERVICES
31 |  |  |  | 31 |  | Services
31 | 01 |  |  | 31.01 |  | Technical, Application, and Scientific Support
31 | 01 | 01 |  | 31.01.01 |  | Technical Services
31 | 01 | 01 | 07 | 31.01.01.07 |  | POC /RT Clin. Chem.-ImmunoChem After sales:technical Services: Maintenance and Repair (includes Revenue from Contracts, Labour, and Travel)
31 | 01 | 01 | 10 | 31.01.01.10 |  | Clin. Chem.-ImmunoChem After sales:technical Services: Maintenance and Repair (includes Revenue from Contracts, Labour, and Travel)
31 | 01 | 01 | 20 | 31.01.01.20 |  | Clinical Mass-Spectrometry After sales:technical Services: Maintenance and Repair (includes Revenue from Contracts, Labour, and Travel)
31 | 01 | 01 | 30 | 31.01.01.30 |  | Haematology/Histology/Cytology After sales:technical Services: Maintenance and Repair (includes Revenue from Contracts, Labour, and Travel)
31 | 01 | 01 | 40 | 31.01.01.40 |  | Microbiology After sales:technical Services: Maintenance and Repair (includes Revenue from Contracts, Labour, and Travel)
31 | 01 | 01 | 60 | 31.01.01.60 |  | Nucleic Acid Testing including Micro-Array After sales:technical Services: Maintenance and Repair (includes Revenue from Contracts, Labour, and Travel)
31 | 01 | 01 | 80 | 31.01.01.80 |  | Sample Processing Systems After sales:technical Services: Maintenance and Repair (includes Revenue from Contracts, Labour, and Travel)
31 | 01 | 01 | 90 | 31.01.01.90 |  | Other Instruments After sales:technical Services: Maintenance and Repair (includes Revenue from Contracts, Labour, and Travel)
31 | 01 | 02 |  | 31.01.02 |  | Training, Application, Scientific Support, Scientific Seminars and Workshops
31 | 01 | 02 | 01 | 31.01.02.01 |  | Training, Application, and Scientific Support - in the Laboratory
31 | 01 | 02 | 02 | 31.01.02.02 |  | Training, Scientific Seminars, and Workshops - outside the Laboratory
31 | 01 | 02 | 03 | 31.01.02.03 |  | eLearning
31 | 01 | 02 | 90 | 31.01.02.90 |  | Other Training
31 | 01 | 04 |  | 31.01.04 |  | Workflow analysis, audit & consulting services
31 | 01 | 04 | 01 | 31.01.04.01 |  | Workflow analysis, audit, business analytics & consulting services
31 | 01 | 05 |  | 31.01.05 |  | Outsourcing Services
31 | 01 | 05 | 01 | 31.01.05.01 |  | Sequencing Service
31 | 01 | 05 | 02 | 31.01.05.02 |  | Confirmation Service
Total 31
32 |  |  |  | 32 |  | Spare Parts (Parts used by Field Service)
32 | 01 |  |  | 32.01 |  | Spare Parts
32 | 01 | 01 |  | 32.01.01 |  | Spare Parts
32 | 01 | 01 | 07 | 32.01.01.07 |  | POC / RT Clin. Chem.-ImmunoChem - Spare parts
32 | 01 | 01 | 10 | 32.01.01.10 |  | Clin. Chem.-ImmunoChem - Spare parts
32 | 01 | 01 | 20 | 32.01.01.20 |  | Clinical Mass-Spectrometry - Spare parts
32 | 01 | 01 | 30 | 32.01.01.30 |  | Haematology/Histology/Cytology - Spare parts
32 | 01 | 01 | 40 | 32.01.01.40 |  | Microbiology - Spare parts
32 | 01 | 01 | 60 | 32.01.01.60 |  | Nucleic Acid Testing including Micro-Array - Spare parts
32 | 01 | 01 | 80 | 32.01.01.80 |  | Sample Processing Systems - Spare parts
32 | 01 | 01 | 90 | 32.01.01.90 |  | Other Instruments - Spare parts
Total 32 01
Total 32
Total 3
4 |  |  |  | 4 |  | SUPPORTING SOFTWARE (BIO-INFORMATICS)
41 |  |  |  | 41 |  | Supporting Software
41 | 01 |  |  | 41.01 |  | Supporting Software
41 | 01 | 01 |  | 41.01.01 |  | Diagnostics & Clinical Interpretation Software
41 | 01 | 01 | 01 | 41.01.01.01 |  | Diagnostics & Clinical Interpretation Supporting Software
Total 41 01
41 | 01 | 02 |  | 41.01.02 |  | Specific Microbiology / Epidemiology Software
41 | 01 | 02 | 01 | 41.01.02.01 |  | Specific Microbiology / Epidemiology Software
Total 41 02
Total 41
42 |  |  |  | 42 |  | Laboratory Information Software & Laboratory Middleware Systems
42 | 01 |  |  | 42.01 |  | Laboratory Information Software (LIS)
42 | 01 | 01 |  | 42.01.01 |  | Laboratory Information Software (LIS)
42 | 01 | 01 | 01 | 42.01.01.01 |  | Laboratory Information Software (LIS)
Total 42 01
42 | 02 |  |  | 42.02 |  | Laboratory Middleware Systems
42 | 02 | 01 |  | 42.02.01 |  | Laboratory Middleware Systems
42 | 02 | 01 | 01 | 42.02.01.01 |  | Laboratory Middleware Systems
42 | 02 | 01 | 02 | 42.02.01.02 |  | Inventory Management Systems
42 | 02 | 01 | 03 | 42.02.01.03 |  | Data Management, workflow analysis / optimisation, business analytics software
Total 42 02
42 | 03 |  |  | 42.03 |  | Point of Care Software
42 | 03 | 01 |  | 42.03.01 |  | Point of Care Software
42 | 03 | 01 | 01 | 42.03.01.01 |  | Point of Care Software
Total 42 03
42 | 04 |  |  | 42.04 |  | Remote Monitoring Software and Services
42 | 04 | 01 |  | 42.04.01 |  | Remote Monitoring Software and Services
42 | 04 | 01 | 01 | 42.04.01.01 |  | Remote Monitoring Software and Services
Total 42 04
42 | 09 |  |  | 42.09 |  | Other Laboratory Supporting Software
42 | 09 | 01 |  | 42.09.01 |  | Other Laboratory Supporting Software
42 | 09 | 01 | 01 | 42.09.01.01 |  | Other Laboratory Supporting Software
Total 42 09
Total 42
Total 4
5 |  |  |  | 5 |  | SAMPLE CONTAINERS CLASSIFICATION
51 |  |  |  | 51 |  | Dedicated Sample Containers
51 | 01 |  |  | 51.01 |  | Containers for blood, plasma, and serum samples
51 | 01 | 10 |  | 51.01.10 |  | Containers for blood, plasma, and serum samples
51 | 01 | 10 | 01 | 51.01.10.01 |  | Tubes for serum (without anticoagulant)
51 | 01 | 10 | 02 | 51.01.10.02 |  | Tubes with EDTA
51 | 01 | 10 | 03 | 51.01.10.03 |  | Tubes with heparin
51 | 01 | 10 | 04 | 51.01.10.04 |  | Tubes with citrate
51 | 01 | 10 | 09 | 51.01.10.09 |  | Tubes with other anticoagulants
51 | 01 | 10 | 90 | 51.01.10.90 |  | Other Containers for blood, plasma, and serum samples
Total 51 01
51 | 02 |  |  | 51.02 |  | Containers for urine samples
51 | 02 | 10 |  | 51.02.10 |  | Containers for urine samples
51 | 02 | 10 | 01 | 51.02.10.01 |  | Non sterile urine containers
51 | 02 | 10 | 02 | 51.02.10.02 |  | Sterile urine containers
Total 51 02
51 | 03 |  |  | 51.03 |  | Sterile containers for other potentially contaminated samples
51 | 03 | 10 |  | 51.03.10 |  | Sterile containers for other potentially contaminated samples
51 | 03 | 10 | 01 | 51.03.10.01 |  | Sterile containers for other potentially contaminated samples
Total 51 03
51 | 09 |  |  | 51.09 |  | Other containers for samples of human origin
51 | 09 | 10 |  | 51.09.10 |  | Other containers for samples of human origin
51 | 09 | 10 | 01 | 51.09.10.01 |  | Other containers for samples of human origin
Total 51 09
Total 51
Total 5

## GIVD Ver. 2026 changes visible
Global InVitro Diagnostic (GIVD) Classification - Version 2026
Version with changes included and highlighted in red
GIVD |  |  |  | CLASSIF.
|  |  |  | 6 |  | TOTAL IVD MARKET
|  |  |  | 1 |  | REAGENTS
|  |  |  | 2 |  | INSTRUMENTS
|  |  |  | 3 |  | AFTER SALES
|  |  |  | 4 |  | SUPPORTING SOFTWARE
|  |  |  | 5 |  | SAMPLE CONTAINERS CLASSIFICATION
11 |  |  |  | 11 |  | CLINICAL CHEMISTRY
11 | 01 |  |  | 11.01 |  | Enzymes
11 | 01 | 01 |  | 11.01.01 |  | Enzymes
11 | 01 | 01 | 01 | 11.01.01.01 |  | 5'-Nucleotidase | NTP
11 | 01 | 01 | 02 | 11.01.01.02 | cr | Acid Phosphatase (CC) IC =>12.03.01.37 | ACP
11 | 01 | 01 | 03 | 11.01.01.03 |  | Alanine Amino-Transferase | ALT/SGPT
11 | 01 | 01 | 04 | 11.01.01.04 |  | Aldolase | ALS
11 | 01 | 01 | 05 | 11.01.01.05 |  | Alkaline Phosphatase - Total | ALP/AP
11 | 01 | 01 | 06 | 11.01.01.06 | cr | Alkaline Phosphatase Isoenzymes(CC) IC =>12.06.03.01 | iso-AP
11 | 01 | 01 | 07 | 11.01.01.07 |  | Amylase - Total | AMS/AMY
11 | 01 | 01 | 08 | 11.01.01.08 |  | Amylase Isoenzyme | iso-AMS
11 | 01 | 01 | 09 | 11.01.01.09 | cr | Angiotensin Converting Enzyme (CC) IC =>12.06.02.03 | ACE
11 | 01 | 01 | 10 | 11.01.01.10 |  | Aspartate Amino-Transferase | AST/SGOT
11 | 01 | 01 | 11 | 11.01.01.11 |  | Cholinesterase | CHE
11 | 01 | 01 | 12 | 11.01.01.12 |  | Chymotrypsin
11 | 01 | 01 | 13 | 11.01.01.13 |  | Creatine Kinase - Total | CK
11 | 01 | 01 | 14 | 11.01.01.14 | cr | Creatine Kinase - MB Activity"(CC) | CK-MB
11 | 01 | 01 | 15 | 11.01.01.15 |  | Creatine Kinase Isoenzymes | iso-CK
11 | 01 | 01 | 16 | 11.01.01.16 |  | Gamma Glutamyltransferase | GGT
11 | 01 | 01 | 17 | 11.01.01.17 |  | Glutamate Dehydrogenase | GLDH
11 | 01 | 01 | 18 | 11.01.01.18 |  | Hydroxybutyrate Dehydrogenase | HBDH
11 | 01 | 01 | 19 | 11.01.01.19 |  | Lactate Dehydrogenase L ( LDH - L --> P ) | LDH-L
11 | 01 | 01 | 20 | 11.01.01.20 |  | Lactate Dehydrogenase P ( LDH - P --> L ) | LDH-P
11 | 01 | 01 | 21 | 11.01.01.21 |  | Lactate Dehydrogenase Isoenzymes | iso-LDH
11 | 01 | 01 | 22 | 11.01.01.22 |  | Leucine Aminopeptidase | LAP
11 | 01 | 01 | 23 | 11.01.01.23 |  | Lipase | LPS
11 | 01 | 01 | 24 | 11.01.01.24 |  | Lysozyme
11 | 01 | 01 | 25 | 11.01.01.25 |  | Malate Dehydrogenase | MDH
11 | 01 | 01 | 26 | 11.01.01.26 |  | N-acetyl-b,D-Glucosaminidase | b-NAG
11 | 01 | 01 | 27 | 11.01.01.27 |  | Pepsin | PPS
11 | 01 | 01 | 28 | 11.01.01.28 |  | Phospho Hexose Isomerase | PHI
11 | 01 | 01 | 29 | 11.01.01.29 |  | Sorbitol Dehydrogenase | SDH
11 | 01 | 01 | 30 | 11.01.01.30 |  | Hexokinase ADP
11 | 01 | 01 | 90 | 11.01.01.90 |  | Other Enzymes
TOTAL 11.01
11 | 02 |  |  | 11.02 |  | Substrates
11 | 02 | 01 |  | 11.02.01 |  | Substrates
11 | 02 | 01 | 01 | 11.02.01.01 | cr | Albumin (CC) IC =>12.01.03.01, IC RT/POC => 12.70.01.01
11 | 02 | 01 | 02 | 11.02.01.02 |  | Bile acids
11 | 02 | 01 | 03 | 11.02.01.03 |  | Bilirubin
11 | 02 | 01 | 04 | 11.02.01.04 |  | Urea/Blood Urea Nitrogen | BUN
11 | 02 | 01 | 05 | 11.02.01.05 |  | Cholesterol
11 | 02 | 01 | 06 | 11.02.01.06 |  | Copper | Cu
11 | 02 | 01 | 07 | 11.02.01.07 |  | Creatinine
11 | 02 | 01 | 08 | 11.02.01.08 |  | D-Xylose
11 | 02 | 01 | 09 | 11.02.01.09 |  | Delta-Aminolaevulinic acid | ALAD
11 | 02 | 01 | 10 | 11.02.01.10 |  | Fructosamine
11 | 02 | 01 | 11 | 11.02.01.11 |  | Fructose
11 | 02 | 01 | 12 | 11.02.01.12 |  | Galactose
11 | 02 | 01 | 13 | 11.02.01.13 |  | Glucose
11 | 02 | 01 | 14 | 11.02.01.14 | cr | Glycosylated/Glycated Haemoglobin (CC) CC RT/POC=>11.70.01.07, IC=>12.06.01.06 or 12.70.01.02 | HbA1/HbA1C
11 | 02 | 01 | 15 | 11.02.01.15 |  | High Density Lipoprotein Cholesterol | HDL-C
11 | 02 | 01 | 16 | 11.02.01.16 | cr | Iron (CC) IC =>12.07.01.04 | Fe
11 | 02 | 01 | 17 | 11.02.01.17 | cr | Iron Binding Capacity - Total (CC) IC =>12.07.01.05 | TIBC
11 | 02 | 01 | 18 | 11.02.01.18 |  | Lactate
11 | 02 | 01 | 19 | 11.02.01.19 |  | Lecithin
11 | 02 | 01 | 20 | 11.02.01.20 |  | Lipoprotein, Chemical determination/detection
11 | 02 | 01 | 21 | 11.02.01.21 |  | Low Density Lipoprotein Cholesterol including sd-LDL | LDL-C/sd-LDL
11 | 02 | 01 | 22 | 11.02.01.22 |  | Non Esterified Fatty Acids | NEFA
11 | 02 | 01 | 23 | 11.02.01.23 |  | Oxalate
11 | 02 | 01 | 24 | 11.02.01.24 |  | Phospholipids
11 | 02 | 01 | 25 | 11.02.01.25 |  | Porphobilinogen
11 | 02 | 01 | 26 | 11.02.01.26 |  | Pyruvate
11 | 02 | 01 | 27 | 11.02.01.27 |  | Thymol
11 | 02 | 01 | 28 | 11.02.01.28 |  | Total Lipids
11 | 02 | 01 | 29 | 11.02.01.29 |  | Total Porphyrine
11 | 02 | 01 | 30 | 11.02.01.30 |  | Total Protein
11 | 02 | 01 | 31 | 11.02.01.31 |  | Triglycerides
11 | 02 | 01 | 32 | 11.02.01.32 |  | Uric Acid
11 | 02 | 01 | 33 | 11.02.01.33 |  | Zinc
11 | 02 | 01 | 34 | 11.02.01.34 |  | Lipoprotein Electroporesis
11 | 02 | 01 | 35 | 11.02.01.35 |  | Protein Electroporesis
11 | 02 | 01 | 36 | 11.02.01.36 |  | Phenylketonuria | PKU
11 | 02 | 01 | 90 | 11.02.01.90 |  | Other Substrates
TOTAL 11.02
11 | 03 |  |  | 11.03 |  | Electrolytes Reagents (excluding Electrodes)
11 | 03 | 01 |  | 11.03.01 |  | Electrolytes Reagents (excluding Electrodes)
11 | 03 | 01 | 01 | 11.03.01.01 |  | Ammonia | NH3
11 | 03 | 01 | 02 | 11.03.01.02 |  | Bicarbonate | HCO3
11 | 03 | 01 | 03 | 11.03.01.03 |  | Calcium | Ca
11 | 03 | 01 | 04 | 11.03.01.04 |  | Chloride | Cl
11 | 03 | 01 | 06 | 11.03.01.06 |  | Lithium | Li
11 | 03 | 01 | 07 | 11.03.01.07 |  | Magnesium | Mg
11 | 03 | 01 | 08 | 11.03.01.08 |  | Phosphate inorganic / Phosphorus | PO3
11 | 03 | 01 | 09 | 11.03.01.09 |  | Potassium | K
11 | 03 | 01 | 10 | 11.03.01.10 |  | Sodium | Na
11 | 03 | 01 | 90 | 11.03.01.90 |  | Other Electrolytes
TOTAL 11.03
11 | 04 |  |  | 11.04 |  | Electrodes and Biosensors - Laboratory
11 | 04 | 01 |  | 11.04.01 |  | Electrolyte Electrodes
11 | 04 | 01 | 01 | 11.04.01.01 |  | Ammonia - Electrodes | NH3
11 | 04 | 01 | 02 | 11.04.01.02 |  | Calcium - Electrodes | Ca
11 | 04 | 01 | 03 | 11.04.01.03 |  | Chloride - Electrodes | Cl
11 | 04 | 01 | 04 | 11.04.01.04 |  | Lithium - Electrodes | Li
11 | 04 | 01 | 05 | 11.04.01.05 |  | Magnesium - Electrodes | Mg
11 | 04 | 01 | 06 | 11.04.01.06 |  | Potassium - Electrodes | K
11 | 04 | 01 | 07 | 11.04.01.07 |  | Sodium - Electrodes | Na
11 | 04 | 01 | 08 | 11.04.01.08 |  | Carbon Dioxide (Bicarbonate) - Electrodes (CC) | HCO3
11 | 04 | 01 | 90 | 11.04.01.90 |  | Other Electrolyte Electrodes
TOTAL 11.04.01
11 | 04 | 03 |  | 11.04.03 |  | Substrate Electrodes / Biosensors
11 | 04 | 03 | 01 | 11.04.03.01 |  | Creatinine - Electrodes
11 | 04 | 03 | 02 | 11.04.03.02 |  | Glucose - Electrodes
11 | 04 | 03 | 03 | 11.04.03.03 |  | Glycated Haemoglobin - Electrodes
11 | 04 | 03 | 04 | 11.04.03.04 |  | Lactate - Electrodes
11 | 04 | 03 | 05 | 11.04.03.05 |  | Urea - Electrodes
11 | 04 | 03 | 06 | 11.04.03.06 |  | Bilirubin - Electrodes
11 | 04 | 03 | 90 | 11.04.03.90 |  | Other Substrate - Electrodes / Biosensors
TOTAL 11.04.03
11 | 04 | 04 |  | 11.04.04 |  | Reference Material and Buffers (Electrolytes)
11 | 04 | 04 | 01 | 11.04.04.01 |  | Reference Electrodes
11 | 04 | 04 | 02 | 11.04.04.02 |  | Electrolyte Electrode Buffers and Solutions
11 | 04 | 04 | 04 | 11.04.04.04 |  | Substrate Electrode Buffers and Solutions
11 | 04 | 04 | 05 | 11.04.04.05 |  | Common Buffers and Solutions (Electrolytes)
11 | 04 | 04 | 90 | 11.04.04.90 |  | Other Reference Material and Buffers (Electrolytes)
TOTAL 11.04.04
11 | 30 |  |  | 11.30 |  | Multiple Parameters - Clinical Chemistry - Laboratory
11 | 30 | 01 |  | 11.30.01 |  | Multiple - Clin. Chem. Lab Reagents
11 | 30 | 01 | 01 | 11.30.01.01 |  | Multiple Enzymes only - Clin. Chem Lab R.
11 | 30 | 01 | 02 | 11.30.01.02 |  | Multiple Substrates only - Clin. Chem Lab R.
11 | 30 | 01 | 03 | 11.30.01.03 |  | Multiple Electrolytes only - Clin. Chem Lab R.
11 | 30 | 01 | 11 | 11.30.01.11 |  | Multiple Parameters (Mix of all) - Clin. Chem Lab R.
11 | 30 | 01 | 90 | 11.30.01.90 |  | Other Multiple Clin. Chem Lab Reagents
TOTAL 11.30.01
11 | 30 | 04 |  | 11.30.04 |  | Multiple Parameter Electrodes/Biosensors
11 | 30 | 04 | 01 | 11.30.04.01 |  | Multiple Enzymes only - Electrodes/Biosensors
11 | 30 | 04 | 02 | 11.30.04.02 |  | Multiple Substrates only - Electrodes/Biosensors
11 | 30 | 04 | 03 | 11.30.04.03 |  | Multiple Electrolytes only - Electrodes/Biosensors
11 | 30 | 04 | 04 | 11.30.04.04 |  | Multiple Blood Gas only - Electrodes/Biosensors
11 | 30 | 04 | 11 | 11.30.04.11 |  | Multiple Parameters (Mix of all) - Electrodes/Biosensors
11 | 30 | 04 | 90 | 11.30.04.90 |  | Other Multiple Parameter - Electrodes/Biosensors
TOTAL 11.30.04
11 | 30 | 05 |  | 11.30.05 |  | Urine Multiple Parameters Testing (CC) - Lab Reagents
11 | 30 | 05 | 01 | 11.30.05.01 |  | Urine Multi-constituent Test Strips / Cassettes (automated)
11 | 30 | 05 | 02 | 11.30.05.02 |  | Urine Sediment Test Kit (automated)
11 | 30 | 05 | 90 | 11.30.05.90 |  | Other Multiple Parameters Urine Testing
TOTAL 11.30.05
TOTAL 11.30
11 | 50 |  |  | 11.50 |  | Controls, Standards and Calibrators - Clinical Chemistry
11 | 50 | 01 |  | 11.50.01 |  | Multicomponent Controls (Clinical Chemistry)
11 | 50 | 01 | 01 | 11.50.01.01 |  | Assayed Multicomponent Controls (CC)
11 | 50 | 01 | 03 | 11.50.01.03 |  | Unassayed Multicomponent Controls (CC)
11 | 50 | 01 | 90 | 11.50.01.90 |  | Other Multicomponent Controls (CC)
TOTAL 11.50.01
11 | 50 | 02 |  | 11.50.02 |  | Specific Controls (Clinical Chemistry)
11 | 50 | 02 | 01 | 11.50.02.01 |  | Enzyme Controls
11 | 50 | 02 | 02 | 11.50.02.02 |  | Lipid Controls
11 | 50 | 02 | 03 | 11.50.02.03 |  | Bilirubin Controls
11 | 50 | 02 | 04 | 11.50.02.04 |  | Electrolyte Controls
11 | 50 | 02 | 05 | 11.50.02.05 |  | Diabetes Controls
11 | 50 | 02 | 06 | 11.50.02.06 |  | Urine Controls
11 | 50 | 02 | 07 | 11.50.02.07 |  | CSF controls
11 | 50 | 02 | 90 | 11.50.02.90 |  | Other Specific Controls (CC)
TOTAL 11.50.02
11 | 50 | 03 |  | 11.50.03 |  | Calibrators and Standards (Clinical Chemistry)
11 | 50 | 03 | 01 | 11.50.03.01 |  | Calibrators Multicomponent (CC)
11 | 50 | 03 | 02 | 11.50.03.02 |  | Calibrators Singlecomponent (CC)
11 | 50 | 03 | 03 | 11.50.03.03 |  | Aqueous Standards (CC)
11 | 50 | 03 | 90 | 11.50.03.90 |  | Other Calibrators and Standards (Clinical Chemistry)
TOTAL 11.50.03
TOTAL 11.50
11 | 70 |  |  | 11.70 |  | Clinical Chemistry - Rapid Tests & Point of Care
11 | 70 | 01 |  | 11.70.01 |  | Blood Test Strips (CC) - RT & POC
11 | 70 | 01 | 01 | 11.70.01.01 |  | Glucose Test Strips
11 | 70 | 01 | 02 | 11.70.01.02 |  | Cholesterol Test Strips
11 | 70 | 01 | 03 | 11.70.01.03 |  | HDL Test Strips
11 | 70 | 01 | 04 | 11.70.01.04 |  | Lactate Test Strips
11 | 70 | 01 | 05 | 11.70.01.05 |  | Triglyceride Test Strips
11 | 70 | 01 | 06 | 11.70.01.06 |  | Urea Test Strips
11 | 70 | 01 | 07 | 11.70.01.07 | cr | Glycosylated/Glycated Haemoglobin Test Strips CC nonRT/nonPOC=>11.02.01.14, IC => 12.06.01.06 or 12.70.01.02 | HbA1c
11 | 70 | 01 | 08 | 11.70.01.08 |  | Ketone Test Strips (β-Hydroxybutyrate Test Strips)
11 | 70 | 01 | 09 | 11.70.01.09 |  | LDL Test Strips
11 | 70 | 01 | 10 | 11.70.01.10 |  | Creatinine Test Strips
11 | 70 | 01 | 30 | 11.70.01.30 |  | Multiple parameter blood test
11 | 70 | 01 | 50 | 11.70.01.50 |  | Controls (Blood Test Strips)
11 | 70 | 01 | 70 | 11.70.01.70 |  | Calibrators and Standards (Blood Test Strips)
11 | 70 | 01 | 90 | 11.70.01.90 |  | Other Blood Test Strips
TOTAL 11.70.01
11 | 70 | 02 |  | 11.70.02 |  | Urine Testing (CC) - RT & POC
11 | 70 | 02 | 01 | 11.70.02.01 |  | Urine Single Test Strips (incl. tablets)
11 | 70 | 02 | 02 | 11.70.02.02 |  | Urine Multi-constituent Test Strips (manual)
11 | 70 | 02 | 03 | 11.70.02.03 |  | Urine Multi-constituent Test Strips (automated)
11 | 70 | 02 | 10 | 11.70.02.10 |  | Urine SedimentTest Kit (manual)
11 | 70 | 02 | 11 | 11.70.02.11 |  | Urine Sediment Test Kit (automated)
11 | 70 | 02 | 50 | 11.70.02.50 |  | Urine Testing Controls
11 | 70 | 02 | 70 | 11.70.02.70 |  | Urine Testing Calibrators and Standards
11 | 70 | 02 | 90 | 11.70.02.90 |  | Other Urine Testing
TOTAL 11.70.02
11 | 70 | 03 |  | 11.70.03 |  | Faeces Tests (CC) - RT & POC
11 | 70 | 03 | 01 | 11.70.03.01 | cr | Guaiac-based Fecal Occult Blood (CC) IC =>12.03.90.04, RT/POC => 12.70.03.21 | gFOBT
11 | 70 | 03 | 02 | 11.70.03.02 |  | Albumin in stool (Meconium)
11 | 70 | 03 | 03 | 11.70.03.03 |  | Pancreas-Elastase
11 | 70 | 03 | 90 | 11.70.03.90 |  | Other Faeces Tests
TOTAL 11.70.03
11 | 70 | 31 |  | 11.70.31 |  | Blood Gas incl. Electrolytes / Metabolites - Electrodes or Cassettte detection POC
11 | 70 | 31 | 01 | 11.70.31.01 |  | Carbon Dioxide - Electrodes (BG)
11 | 70 | 31 | 02 | 11.70.31.02 |  | pH - Electrodes (BG)
11 | 70 | 31 | 03 | 11.70.31.03 |  | Oxygen - Electrodes (BG)
11 | 70 | 31 | 04 | 11.70.31.04 |  | pH/pO2/pCO2 - Electrodes (BG)
11 | 70 | 31 | 05 | 11.70.31.05 |  | BG &/or ISE &/or Metabolites - Electrodes (BG)
11 | 70 | 31 | 06 | 11.70.31.06 |  | Blood Gas incl. Electrolytes / Metabolites - Unitary Use Cassette
11 | 70 | 31 | 07 | 11.70.31.07 |  | Blood Gas incl. Electrolytes / Metabolites - Multi Use Cassette
11 | 70 | 31 | 10 | 11.70.31.10 |  | Blood Gas Buffers and Solutions - Electrodes or Cassette
11 | 70 | 31 | 50 | 11.70.31.50 |  | Blood Gas Controls - Electrodes or Cassette
11 | 70 | 31 | 70 | 11.70.31.70 |  | Blood Gas Calibrators and Standards - Electrodes or Cassette
11 | 70 | 31 | 90 | 11.70.31.90 |  | Other Blood Gas Electrodes or Cassette POC
TOTAL 11.70.31
11 | 70 | 32 |  | 11.70.32 |  | Multiple Parameters POC
11 | 70 | 32 | 01 | 11.70.32.01 |  | Multiple Enzymes &/or Substrates &/or Electrolytes
11 | 70 | 32 | 50 | 11.70.32.50 |  | Multiple Parameters POC Controls
11 | 70 | 32 | 70 | 11.70.32.70 |  | Multiple Parameters POC Calibrators and Standards
11 | 70 | 32 | 90 | 11.70.32.90 |  | Other Multiple Parameters POC
11 | 70 | 90 |  | 11.70.90 |  | Other Clin. Chem. RT & POC
11 | 70 | 90 | 90 | 11.70.90.90 |  | Other Other Clin. Chem. RT & POC
TOTAL 11.70.90
TOTAL 11.70
11 | 90 |  |  | 11.90 |  | Other Clinical Chemistry
11 | 90 | 01 |  | 11.90.01 |  | Other Clinical Chemistry
11 | 90 | 01 | 01 | 11.90.01.01 |  | Buffers (unassignable), Supplem. Reagents, etc (CC)
11 | 90 | 01 | 10 | 11.90.01.10 |  | Electrophoresis Media (unassignable)
11 | 90 | 01 | 90 | 11.90.01.90 |  | Other Other Clinical Chemistry Reagents
TOTAL 11.90
TOTAL 11
12 |  |  |  | 12 |  | IMMUNOCHEMISTRY (IMMUNOLOGY)
12 | 01 |  |  | 12.01 |  | Specific Proteins
12 | 01 | 01 |  | 12.01.01 |  | Immunoglobulins (without IgE)
12 | 01 | 01 | 01 | 12.01.01.01 |  | Immunoglobulin A | IgA
12 | 01 | 01 | 02 | 12.01.01.02 |  | Immunoglobulin A subclass reagents
12 | 01 | 01 | 03 | 12.01.01.03 |  | Immunoglobulin D | IgD
12 | 01 | 01 | 04 | 12.01.01.04 |  | Immunoglobulin D subclass reagents
12 | 01 | 01 | 05 | 12.01.01.05 |  | Immunoglobulin G | IgG
12 | 01 | 01 | 06 | 12.01.01.06 |  | Immunoglobulin G subclass reagents
12 | 01 | 01 | 07 | 12.01.01.07 |  | Immunoglobulin M | IgM
12 | 01 | 01 | 08 | 12.01.01.08 |  | Immunoglobulin M subclass reagents
12 | 01 | 01 | 20 | 12.01.01.20 |  | Kappa and Lambda chain
12 | 01 | 01 | 30 | 12.01.01.30 |  | Immunoelectrophoresis kits
12 | 01 | 01 | 31 | 12.01.01.31 |  | Immunofixation kits
12 | 01 | 01 | 32 | 12.01.01.32 |  | Anti Human Ig polyvalent antisera
12 | 01 | 01 | 50 | 12.01.01.50 |  | Human anti-mouse antibody | HAMA
12 | 01 | 01 | 80 | 12.01.01.80 |  | Buffers (unassignable), Supplem. Reagents, etc (Ig's)
12 | 01 | 01 | 90 | 12.01.01.90 |  | Other Immunoglobulins
TOTAL 12.01.01
12 | 01 | 02 |  | 12.01.02 |  | Complement Components
12 | 01 | 02 | 01 | 12.01.02.01 |  | Complement Component C1q | C1q
12 | 01 | 02 | 02 | 12.01.02.02 |  | Complement Component C1 inhibitor | C1 INH
12 | 01 | 02 | 03 | 12.01.02.03 |  | Complement Component C3/C3c | C3/C3c
12 | 01 | 02 | 04 | 12.01.02.04 |  | Complement Component for Bb | FBb
12 | 01 | 02 | 05 | 12.01.02.05 |  | Complement Component C4 | C4
12 | 01 | 02 | 06 | 12.01.02.06 |  | Complement Component C5a | C5a
12 | 01 | 02 | 07 | 12.01.02.07 |  | Complement Component C5-9 | C5-9
12 | 01 | 02 | 11 | 12.01.02.11 |  | Total Complement Activity (CH50) | CH50
12 | 01 | 02 | 90 | 12.01.02.90 |  | Other Complement Components
TOTAL 12.01.02
12 | 01 | 03 |  | 12.01.03 |  | Transport Proteins
12 | 01 | 03 | 01 | 12.01.03.01 | cr | Albumin (IC) incl. uAlbumin CC =>11.02.01.01, IC RT/POC=>12.70.01.01
12 | 01 | 03 | 02 | 12.01.03.02 |  | Ceruloplasmin
12 | 01 | 03 | 03 | 12.01.03.03 |  | Haptoglobin
12 | 01 | 03 | 04 | 12.01.03.04 |  | Hemopexin
12 | 01 | 03 | 05 | 12.01.03.05 |  | Lactoferrin
12 | 01 | 03 | 06 | 12.01.03.06 |  | Pre-albumin / Transthyretin
12 | 01 | 03 | 07 | 12.01.03.07 |  | Retinol Binding Protein | RBP
12 | 01 | 03 | 08 | 12.01.03.08 |  | Transferrin
12 | 01 | 03 | 09 | 12.01.03.09 |  | Transcobalamin (S)
12 | 01 | 03 | 90 | 12.01.03.90 |  | Other Transport Proteins
TOTAL 12.01.03
12 | 01 | 04 |  | 12.01.04 |  | Lipoproteins
12 | 01 | 04 | 01 | 12.01.04.01 |  | Apolipoprotein A I | Apo A I
12 | 01 | 04 | 02 | 12.01.04.02 |  | Apolipoprotein A II | Apo A II
12 | 01 | 04 | 03 | 12.01.04.03 |  | Apolipoprotein B | Apo B
12 | 01 | 04 | 11 | 12.01.04.11 |  | Apolipoprotein E Sub-typing GT=>16.01.02.03 Atherosclerosis
12 | 01 | 04 | 21 | 12.01.04.21 |  | Lipoprotein ( a ) | LP (a)
12 | 01 | 04 | 90 | 12.01.04.90 |  | Other Lipoproteins
TOTAL 12.01.04
12 | 01 | 90 |  | 12.01.90 |  | Other Specific Proteins
12 | 01 | 90 | 01 | 12.01.90.01 |  | a1-Acid Glycoprotein ( Orosomucoid ) | AGP
12 | 01 | 90 | 02 | 12.01.90.02 |  | a1-Antitrypsin ( Protease inhibitor ) | AAT
12 | 01 | 90 | 03 | 12.01.90.03 |  | a2-Macroglobulin | A2M
12 | 01 | 90 | 04 | 12.01.90.04 |  | a1-Microglobulin | A1M
12 | 01 | 90 | 05 | 12.01.90.05 |  | Fibronectin
12 | 01 | 90 | 06 | 12.01.90.06 |  | Trypsin-a1-Antitrypsin (Elastase)
12 | 01 | 90 | 08 | 12.01.90.08 |  | Immuno Reactive Trypsin
12 | 01 | 90 | 09 | 12.01.90.09 |  | Cystatin C
12 | 01 | 90 | 10 | 12.01.90.10 |  | Calprotectin
12 | 01 | 90 | 11 | 12.01.90.11 |  | Adenosine Deaminase | ADA
12 | 01 | 90 | 12 | 12.01.90.12 |  | Andrenomedullin | ADM
12 | 01 | 90 | 13 | 12.01.90.13 |  | Amyloid beta-Derived Diffusible Ligand (beta-amyloid oligomer) | ADDL
12 | 01 | 90 | 14 | 12.01.90.14 |  | Beta-Amyloid (1-40)
12 | 01 | 90 | 15 | 12.01.90.15 |  | Beta-Amyloid (1-42)
12 | 01 | 90 | 16 | 12.01.90.16 |  | Total Tau | tTau
12 | 01 | 90 | 17 | 12.01.90.17 |  | human Tau (hTau) | hTau
12 | 01 | 90 | 18 | 12.01.90.18 |  | phosphorylated Tau (pTau) | pTau
12 | 01 | 90 | 19 | 12.01.90.19 |  | Neurofilament Light Chain (NFL) | NFL
12 | 01 | 90 | 90 | 12.01.90.90 |  | Other Other Specific Proteins
TOTAL 12.01.90
TOTAL 12.01
12 | 02 |  |  | 12.02 |  | Allergy
12 | 02 | 01 |  | 12.02.01 |  | Allergy
12 | 02 | 01 | 01 | 12.02.01.01 |  | Histamine
12 | 02 | 01 | 02 | 12.02.01.02 |  | Immunoglobulin E - Total | IgE Total
12 | 02 | 01 | 03 | 12.02.01.03 |  | Immunoglobulin E - Specific, monotest/monoresult | sIgE (specific)
12 | 02 | 01 | 04 | 12.02.01.04 |  | Immunoglobulin E - monotest/monoresult - multi Ag | sIgE Mix
12 | 02 | 01 | 05 | 12.02.01.05 |  | Immunoglobulin E - monotest/pluriresult-multi Ag | sIgE Mix
12 | 02 | 01 | 06 | 12.02.01.06 |  | Immunoglobulin E - Screen | sIgE
12 | 02 | 01 | 07 | 12.02.01.07 |  | Leukotriene Stimulation test
12 | 02 | 01 | 08 | 12.02.01.08 |  | Allergene specific IgA
12 | 02 | 01 | 09 | 12.02.01.09 |  | Allergene specific IgG
12 | 02 | 01 | 90 | 12.02.01.90 |  | Other Allergy Tests
TOTAL 12.02
12 | 03 |  |  | 12.03 |  | Tumour Markers
12 | 03 | 01 |  | 12.03.01 |  | Cancer Antigens
12 | 03 | 01 | 01 | 12.03.01.01 |  | Bladder Tumour Antigen | BTA
12 | 03 | 01 | 02 | 12.03.01.02 |  | Cancer Antigen 15-3 | CA 15-3
12 | 03 | 01 | 03 | 12.03.01.03 |  | Cancer Antigen 19-9 | CA 19-9
12 | 03 | 01 | 04 | 12.03.01.04 |  | Cancer Antigen 50 | CA 50
12 | 03 | 01 | 05 | 12.03.01.05 |  | Cancer Antigen 72-4 | CA 72-4
12 | 03 | 01 | 06 | 12.03.01.06 |  | Cancer Antigen 125 | CA 125
12 | 03 | 01 | 07 | 12.03.01.07 |  | Cancer Antigen 195 | CA 195
12 | 03 | 01 | 08 | 12.03.01.08 |  | Cancer Antigen 242 | CA 242
12 | 03 | 01 | 09 | 12.03.01.09 |  | Cancer Antigen 549 | CA 549
12 | 03 | 01 | 10 | 12.03.01.10 |  | Cancer Antigen 27.29
12 | 03 | 01 | 11 | 12.03.01.11 |  | Nuclear Matrix Protein 22 | NMP22
12 | 03 | 01 | 20 | 12.03.01.20 |  | CYFRA 21-1
12 | 03 | 01 | 21 | 12.03.01.21 |  | Human Epididymis Protein 4 | HE-4
12 | 03 | 01 | 31 | 12.03.01.31 |  | Carcinoembryonic Antigen | CEA
12 | 03 | 01 | 32 | 12.03.01.32 |  | Total Prostatic Specific Antigen | tPSA
12 | 03 | 01 | 33 | 12.03.01.33 |  | Free Prostatic Specific Antigen | fPSA
12 | 03 | 01 | 34 | 12.03.01.34 |  | Complexed Prostatic Specific Antigen | cPSA
12 | 03 | 01 | 35 | 12.03.01.35 |  | Squamous Cell Carcinoma Antigen | SCC
12 | 03 | 01 | 36 | 12.03.01.36 |  | Tumor Polypeptide Antigen (TPA - incl. TPS) | TPA
12 | 03 | 01 | 37 | 12.03.01.37 | cr | Prostatic Acid Phosphatase (IC) CC==>11.01.01.02 | PAP
12 | 03 | 01 | 38 | 12.03.01.38 |  | Pro-Gastrin-Releasing Peptide | Pro-GRP
12 | 03 | 01 | 39 | 12.03.01.39 |  | Early Prostate Cancer Antigen - 2 | EPCA -2
12 | 03 | 01 | 40 | 12.03.01.40 |  | Cancer Antigen p16
12 | 03 | 01 | 41 | 12.03.01.41 |  | Cancer Antigen p63
12 | 03 | 01 | 42 | 12.03.01.42 |  | Cytokeratins
12 | 03 | 01 | 46 | 12.03.01.46 |  | Cancer Associated Serum Antigen | CASA
12 | 03 | 01 | 47 | 12.03.01.47 |  | (2)ProPSA | p2PSA
12 | 03 | 01 | 90 | 12.03.01.90 |  | Other Cancer Antigens
TOTAL 12.03.01
12 | 03 | 02 |  | 12.03.02 |  | Receptor Assays
12 | 03 | 02 | 01 | 12.03.02.01 |  | Estrogen Receptor Assays | ER
12 | 03 | 02 | 02 | 12.03.02.02 |  | Progesterone Receptor Assays | PR
12 | 03 | 02 | 90 | 12.03.02.90 |  | Other Receptor Assays
TOTAL 12.03.02
12 | 03 | 03 |  | 12.03.03 |  | Oncoproteins
12 | 03 | 03 | 01 | 12.03.03.01 | cr | HER-2/neu GT=>16.02.01.13 | HER-2/neu
12 | 03 | 03 | 02 | 12.03.03.02 |  | p53 | p53
12 | 03 | 03 | 90 | 12.03.03.90 |  | Other Oncoproteins
TOTAL 12.03.03
12 | 03 | 90 |  | 12.03.90 |  | Other Tumour Markers
12 | 03 | 90 | 01 | 12.03.90.01 |  | Alphafetoprotein | AFP
12 | 03 | 90 | 02 | 12.03.90.02 |  | Beta2-Microglobulin | ß2-M
12 | 03 | 90 | 03 | 12.03.90.03 |  | Cathepsin-D
12 | 03 | 90 | 04 | 12.03.90.04 | cr | Fecal Occult Blood (IC) CC =>11.70.03.01, RT/POC => 12.70.03.21 | FOB / IFT / iFOBT
12 | 03 | 90 | 05 | 12.03.90.05 |  | 5 HIAA
12 | 03 | 90 | 06 | 12.03.90.06 |  | Human Placenta Like Alkaline Phosphatase | hPLAP
12 | 03 | 90 | 07 | 12.03.90.07 |  | Laminin
12 | 03 | 90 | 08 | 12.03.90.08 |  | Neuron Specific Enolase | NSE
12 | 03 | 90 | 12 | 12.03.90.12 |  | Thymidine Kinase | TK
12 | 03 | 90 | 13 | 12.03.90.13 |  | Tissue Associated Protein | TAP
12 | 03 | 90 | 16 | 12.03.90.16 |  | Matrix-Metalloproteinases | MMP
12 | 03 | 90 | 17 | 12.03.90.17 |  | Serotonine
12 | 03 | 90 | 20 | 12.03.90.20 |  | Chromogranin A
12 | 03 | 90 | 21 | 12.03.90.21 |  | Alpha Subunit
12 | 03 | 90 | 22 | 12.03.90.22 |  | Protein induced by vitamin K absence or antagonist-II (PIVKA-II) | PIVKA-II
12 | 03 | 90 | 23 | 12.03.90.23 |  | Alpha-Fucosidase | AFU
12 | 03 | 90 | 24 | 12.03.90.24 |  | Soluble Mesothelin-related Peptides | SMRP
12 | 03 | 90 | 90 | 12.03.90.90 |  | Other Other Tumour Markers
TOTAL 12.03.90
TOTAL 12.03
12 | 04 |  |  | 12.04 |  | Thyroid Function Hormones
12 | 04 | 01 |  | 12.04.01 |  | Thyroid Function Hormones
12 | 04 | 01 | 01 | 12.04.01.01 |  | Free Triiodothyronine | FT3
12 | 04 | 01 | 02 | 12.04.01.02 |  | Free Thyroxine | FT4
12 | 04 | 01 | 03 | 12.04.01.03 |  | Neonatal Thyroid Stimulating Hormone | Neo TSH
12 | 04 | 01 | 04 | 12.04.01.04 |  | Reverse Triiodothyronine | Rev T3
12 | 04 | 01 | 05 | 12.04.01.05 |  | Triiodothyronine | T3
12 | 04 | 01 | 06 | 12.04.01.06 |  | T- Uptake | T3-U
12 | 04 | 01 | 07 | 12.04.01.07 |  | Thyroxine | T4
12 | 04 | 01 | 08 | 12.04.01.08 |  | Thyroglobulin | TG
12 | 04 | 01 | 09 | 12.04.01.09 |  | Thyroid binding globulin | TBG
12 | 04 | 01 | 11 | 12.04.01.11 |  | Thyroid Stimulating Hormone | TSH
12 | 04 | 01 | 12 | 12.04.01.12 |  | Neonatal Thyroxine | n T4
12 | 04 | 01 | 90 | 12.04.01.90 |  | Other thyroid hormones
TOTAL 12.04
12 | 05 |  |  | 12.05 |  | Fertility / Pregnancy Hormones / Proteins
12 | 05 | 01 |  | 12.05.01 |  | Fertility Function Hormones / Proteins
12 | 05 | 01 | 01 | 12.05.01.01 |  | Androstenedione
12 | 05 | 01 | 02 | 12.05.01.02 |  | Dehydro-epiandrosterone Sulphate (incl. DHEA) | DHEAS/DHEA
12 | 05 | 01 | 03 | 12.05.01.03 |  | Estradiol | E2
12 | 05 | 01 | 04 | 12.05.01.04 |  | Follicle Stimulating Hormone | FSH
12 | 05 | 01 | 05 | 12.05.01.05 |  | Luteinising Hormone | LH
12 | 05 | 01 | 06 | 12.05.01.06 |  | Progesterone | PRG
12 | 05 | 01 | 07 | 12.05.01.07 |  | 17 OH Progesterone | 17 OPH
12 | 05 | 01 | 08 | 12.05.01.08 |  | Prolactin | PRL
12 | 05 | 01 | 09 | 12.05.01.09 |  | Sex Hormone Binding Globulin | SHBG
12 | 05 | 01 | 10 | 12.05.01.10 |  | Testosterone (with Dehydro and Free Testosterone)
12 | 05 | 01 | 11 | 12.05.01.11 |  | Androsterone
12 | 05 | 01 | 12 | 12.05.01.12 |  | Androstanediol-Glucuronide
12 | 05 | 01 | 14 | 12.05.01.14 |  | 11-Desoxycortisol
12 | 05 | 01 | 15 | 12.05.01.15 |  | Corticosteron (R/M)
12 | 05 | 01 | 90 | 12.05.01.90 |  | Other Fertility Function Hormones
TOTAL 12.05.01
12 | 05 | 02 |  | 12.05.02 |  | Pregnancy Testing Hormones / Proteins
12 | 05 | 02 | 01 | 12.05.02.01 |  | Alpha2-Pregnancy Associated Glycoprotein | a2-PAG
12 | 05 | 02 | 02 | 12.05.02.02 |  | Estriol | E3
12 | 05 | 02 | 03 | 12.05.02.03 |  | Unconjugated (free) Estriol | uE3 (FE3)
12 | 05 | 02 | 04 | 12.05.02.04 |  | Estrone
12 | 05 | 02 | 05 | 12.05.02.05 |  | Human Chorionic Gonadotropin Total | HCG
12 | 05 | 02 | 06 | 12.05.02.06 |  | b- Human Chorionic Gonadotropin (incl. subunit) | bHCG
12 | 05 | 02 | 07 | 12.05.02.07 |  | Human Placental Lactogen | HPL
12 | 05 | 02 | 08 | 12.05.02.08 |  | Pregnancy Specific B1 -glycoprotein | B1SP1
12 | 05 | 02 | 09 | 12.05.02.09 |  | Glycoprotein a Subunit
12 | 05 | 02 | 10 | 12.05.02.10 |  | Pregnancy associated Plasma Protein - A (Downs) | PAPP-A
12 | 05 | 02 | 11 | 12.05.02.11 |  | Placental Growth Factor (Pre-eclampsia) | PLGF
12 | 05 | 02 | 12 | 12.05.02.12 |  | Soluble fms-like tyrosine kinase-1 | SFLT-1
12 | 05 | 02 | 13 | 12.05.02.13 |  | Free Beta HCG (prenatal Screening) | fbHCG
12 | 05 | 02 | 14 | 12.05.02.14 |  | Inhibin A/B (Prenatal Screening)
12 | 05 | 02 | 16 | 12.05.02.16 |  | Anti-Mûllerian Hormone | AMH
12 | 05 | 02 | 90 | 12.05.02.90 |  | Other Pregnancy Testing Hormones
TOTAL 12.05.02
TOTAL 12.05
12 | 06 |  |  | 12.06 |  | Individual and Specified Hormones / Proteins
12 | 06 | 01 |  | 12.06.01 |  | Diabetes Assays (Hormones)
12 | 06 | 01 | 01 | 12.06.01.01 |  | C-Peptide
12 | 06 | 01 | 02 | 12.06.01.02 |  | Glucagon
12 | 06 | 01 | 03 | 12.06.01.03 |  | Insulin
12 | 06 | 01 | 04 | 12.06.01.04 |  | Insulin Antibody
12 | 06 | 01 | 05 | 12.06.01.05 |  | GAD II Antibodies and other ICA
12 | 06 | 01 | 06 | 12.06.01.06 | cr | Glycosylated/Glycated Haemoglobin (IC) IC RT/POC=>12.70.01.02, CC=>11.02.01.14 or 11.70.01.07 | HbA1c
12 | 06 | 01 | 07 | 12.06.01.07 |  | Thyrosin Phosphatase IA2 Antibodies
12 | 06 | 01 | 08 | 12.06.01.08 |  | Proinsulin
12 | 06 | 01 | 09 | 12.06.01.09 |  | Islet Cell Ab
12 | 06 | 01 | 90 | 12.06.01.90 |  | Other Diabetes tests
TOTAL 12.06.01
12 | 06 | 02 |  | 12.06.02 |  | Renal Metabolism Assays
12 | 06 | 02 | 01 | 12.06.02.01 |  | Aldosterone
12 | 06 | 02 | 02 | 12.06.02.02 |  | Angiotensin I / II
12 | 06 | 02 | 03 | 12.06.02.03 | cr | Angiotensin Converting Enzyme (IC) CC =>11.01.01.09
12 | 06 | 02 | 04 | 12.06.02.04 |  | Cortisol
12 | 06 | 02 | 05 | 12.06.02.05 |  | Renine (Plasma Renine Activity)
12 | 06 | 02 | 06 | 12.06.02.06 |  | Renine Direct
12 | 06 | 02 | 07 | 12.06.02.07 |  | Neutrophil Gelatinase associated Lipocalin (lipocalin 2) | NGAL
12 | 06 | 02 | 08 | 12.06.02.08 |  | Tissue Inhibitor of Metalloproteinase-2 / Insuline-like Growth Factor - Binding Protein-7 | TIMP-2 / IGFBP7
12 | 06 | 02 | 90 | 12.06.02.90 |  | Other Renal metabolism tests
TOTAL 12.06.02
12 | 06 | 03 |  | 12.06.03 |  | Bone and Mineral Metabolism Assays
12 | 06 | 03 | 01 | 12.06.03.01 | cr | Bone Alkaline Phosphatase (IC) CC =>11.01.01.06 | BAP
12 | 06 | 03 | 02 | 12.06.03.02 |  | Calcitonin
12 | 06 | 03 | 03 | 12.06.03.03 |  | Collagen Type I C-terminal Propeptide | C I CP
12 | 06 | 03 | 04 | 12.06.03.04 |  | Collagen Type III C-terminal Propeptide
12 | 06 | 03 | 05 | 12.06.03.05 |  | Cross-Linked C-Telopeptides | CTx
12 | 06 | 03 | 06 | 12.06.03.06 |  | Cross-Linked N-Telopeptides | NTx
12 | 06 | 03 | 07 | 12.06.03.07 |  | Cyclic Adenosin Monophosphate | CAMP
12 | 06 | 03 | 08 | 12.06.03.08 |  | Deoxypyridinoline | DPD
12 | 06 | 03 | 09 | 12.06.03.09 |  | 1.25-Dihydroxyvitamin D | 1.25(OH)2D
12 | 06 | 03 | 10 | 12.06.03.10 |  | 25-Hydroxyvitamin D | 25(OH)D
12 | 06 | 03 | 11 | 12.06.03.11 |  | Hydroxyproline
12 | 06 | 03 | 12 | 12.06.03.12 |  | Osteocalcine
12 | 06 | 03 | 13 | 12.06.03.13 |  | Parathyroid Hormone intact | PTH(1-84)
12 | 06 | 03 | 14 | 12.06.03.14 |  | Parathyroid Hormone (C-/N-terminal, M-regional)
12 | 06 | 03 | 15 | 12.06.03.15 |  | Parathyroid Hormone related Peptide | PTHrP
12 | 06 | 03 | 16 | 12.06.03.16 |  | Pyridinoline | PYD
12 | 06 | 03 | 17 | 12.06.03.17 |  | Tartrate-resistant Acid Phosphatase 5b | TRAP
12 | 06 | 03 | 18 | 12.06.03.18 |  | Procollagen Type I N terminal propeptide | PiNP
12 | 06 | 03 | 90 | 12.06.03.90 |  | Other Bone Metabolism Tests
TOTAL 12.06.03
12 | 06 | 04 |  | 12.06.04 |  | Endocrine Hormones and Peptides
12 | 06 | 04 | 01 | 12.06.04.01 |  | Adrenocortiotropic Hormone | ACTH
12 | 06 | 04 | 02 | 12.06.04.02 |  | Human Growth Hormone | HGH
12 | 06 | 04 | 03 | 12.06.04.03 |  | Insulin-like Growth Factor I (Somatomedin C) | IGF I
12 | 06 | 04 | 04 | 12.06.04.04 |  | Insulin-like Growth Factor II | IGF II
12 | 06 | 04 | 05 | 12.06.04.05 |  | Insulin-like Growth Factor Binding Protein 1 | IGFBP-1
12 | 06 | 04 | 06 | 12.06.04.06 |  | Insulin-like Growth Factor Binding Protein 3 | IGFBP-3
12 | 06 | 04 | 07 | 12.06.04.07 |  | Vasointestinal Peptide | VIP
12 | 06 | 04 | 08 | 12.06.04.08 |  | Vasopressin
12 | 06 | 04 | 90 | 12.06.04.90 |  | Other Endocrine Hormones (Growth Factors)
TOTAL 12.06.04
12 | 06 | 05 |  | 12.06.05 |  | Neuroendocrine Function Assays
12 | 06 | 05 | 01 | 12.06.05.01 |  | Bombesin
12 | 06 | 05 | 02 | 12.06.05.02 |  | b-Endorphin
12 | 06 | 05 | 03 | 12.06.05.03 |  | 17-Hydroxy-Ketosterone | 17OH
12 | 06 | 05 | 04 | 12.06.05.04 |  | 17-Ketogenic Steroids | 17KGS
12 | 06 | 05 | 05 | 12.06.05.05 |  | 17-Ketosteroids | 17KS
12 | 06 | 05 | 06 | 12.06.05.06 |  | a-Melanocite Stimulating Hormones
12 | 06 | 05 | 07 | 12.06.05.07 |  | Neurotensin
12 | 06 | 05 | 08 | 12.06.05.08 |  | Somatostatin
12 | 06 | 05 | 09 | 12.06.05.09 |  | Substance P
12 | 06 | 05 | 90 | 12.06.05.90 |  | Other Neoendocrine Function Assays
TOTAL 12.06.05
12 | 06 | 90 |  | 12.06.90 |  | Other Individual and Specified Hormones
12 | 06 | 90 | 01 | 12.06.90.01 |  | Gastrin
12 | 06 | 90 | 02 | 12.06.90.02 |  | Gonadotropin-Releasing Hormone | LHRH
12 | 06 | 90 | 06 | 12.06.90.06 |  | Melatonine
12 | 06 | 90 | 07 | 12.06.90.07 |  | Neopterine
12 | 06 | 90 | 08 | 12.06.90.08 |  | Oxytocin
12 | 06 | 90 | 09 | 12.06.90.09 |  | Pepsinogen
12 | 06 | 90 | 10 | 12.06.90.10 |  | Prostaglandin
12 | 06 | 90 | 11 | 12.06.90.11 |  | Serotonin-Uptake (Platelets)
12 | 06 | 90 | 12 | 12.06.90.12 |  | Elastase (Pancreatic Polypeptide)
12 | 06 | 90 | 13 | 12.06.90.13 |  | Adrenalin
12 | 06 | 90 | 14 | 12.06.90.14 |  | Noradrenalin
12 | 06 | 90 | 15 | 12.06.90.15 |  | Dopamine
12 | 06 | 90 | 16 | 12.06.90.16 |  | Procalcitonin | PCT
12 | 06 | 90 | 17 | 12.06.90.17 |  | Leptin
12 | 06 | 90 | 18 | 12.06.90.18 |  | Motilin
12 | 06 | 90 | 19 | 12.06.90.19 |  | Cyclic Guanosine Monophosphate
12 | 06 | 90 | 20 | 12.06.90.20 |  | Mid-Regional proadrenomedullin (MR-proADM) | proADM
12 | 06 | 90 | 90 | 12.06.90.90 |  | Other Other Individual and Specified Hormones
TOTAL 12.06.90
TOTAL 12.06
12 | 07 |  |  | 12.07 |  | Anemia Related / Vitamin Tests
12 | 07 | 01 |  | 12.07.01 |  | Anemia
12 | 07 | 01 | 01 | 12.07.01.01 |  | Erythropoietin | EPO
12 | 07 | 01 | 02 | 12.07.01.02 |  | Ferritin
12 | 07 | 01 | 03 | 12.07.01.03 |  | Folate
12 | 07 | 01 | 04 | 12.07.01.04 | cr | Iron (IC) CC =>11.02.01.16 | Fe
12 | 07 | 01 | 05 | 12.07.01.05 | cr | Iron Binding Capacity - Total (IC) CC =>11.02.01.17 | TIBC
12 | 07 | 01 | 06 | 12.07.01.06 |  | Soluble Transferrin Receptor
12 | 07 | 01 | 07 | 12.07.01.07 |  | Reticulocyte Haemoglobin Content | CHr
12 | 07 | 01 | 90 | 12.07.01.90 |  | Other Anemia
TOTAL 12.07.01
12 | 07 | 02 |  | 12.07.02 |  | Vitamines
12 | 07 | 02 | 01 | 12.07.02.01 |  | Vitamin B1
12 | 07 | 02 | 02 | 12.07.02.02 |  | Vitamin B2
12 | 07 | 02 | 03 | 12.07.02.03 |  | Vitamin B6
12 | 07 | 02 | 04 | 12.07.02.04 |  | Vitamin B12
12 | 07 | 02 | 05 | 12.07.02.05 |  | Vitamin D (Cholecalciferol)
12 | 07 | 02 | 10 | 12.07.02.10 |  | Intrinsic Factor (blocking Antibody) | IFbAb
12 | 07 | 02 | 90 | 12.07.02.90 |  | Other Vitamin Tests
TOTAL 12.07.02
12 | 07 | 30 |  | 12.07.30 |  | Multiple - Anemia Related / Vitamin Tests
12 | 07 | 30 | 01 | 12.07.30.01 |  | Vitamin B 12 / Folate
12 | 07 | 30 | 90 | 12.07.30.90 |  | Other Multiple Anemia / Vitamin Tests
TOTAL 12.07.30
TOTAL 12.07
12 | 08 |  |  | 12.08 |  | Therapeutic Drug Monitoring
12 | 08 | 01 |  | 12.08.01 |  | Cardiovascular TDM
12 | 08 | 01 | 01 | 12.08.01.01 |  | Digoxin
12 | 08 | 01 | 02 | 12.08.01.02 |  | Digitoxin
12 | 08 | 01 | 03 | 12.08.01.03 |  | Disopyramide
12 | 08 | 01 | 04 | 12.08.01.04 |  | Flecainide
12 | 08 | 01 | 05 | 12.08.01.05 |  | Lidocaine
12 | 08 | 01 | 06 | 12.08.01.06 |  | N-Acetylprocainamide | NAPA
12 | 08 | 01 | 07 | 12.08.01.07 |  | Procainamide
12 | 08 | 01 | 08 | 12.08.01.08 |  | Propranolol
12 | 08 | 01 | 09 | 12.08.01.09 |  | Quinidine
12 | 08 | 01 | 90 | 12.08.01.90 |  | Other Cardiovascular TDM
TOTAL 12.08.01
12 | 08 | 02 |  | 12.08.02 |  | Central Nervous Systems TDM
12 | 08 | 02 | 01 | 12.08.02.01 |  | Carbamazepine
12 | 08 | 02 | 02 | 12.08.02.02 |  | Ethosuximide
12 | 08 | 02 | 03 | 12.08.02.03 |  | Free Carbamazepine
12 | 08 | 02 | 04 | 12.08.02.04 |  | Free Phenytoin
12 | 08 | 02 | 05 | 12.08.02.05 |  | Free Primodone
12 | 08 | 02 | 06 | 12.08.02.06 |  | Free Valproic Acid
12 | 08 | 02 | 07 | 12.08.02.07 |  | Phenobarbital
12 | 08 | 02 | 08 | 12.08.02.08 |  | Phenytoin
12 | 08 | 02 | 09 | 12.08.02.09 |  | Primidone
12 | 08 | 02 | 10 | 12.08.02.10 |  | Valproic Acid
12 | 08 | 02 | 11 | 12.08.02.11 |  | Gabapentin
12 | 08 | 02 | 12 | 12.08.02.12 |  | Lamotrigine
12 | 08 | 02 | 13 | 12.08.02.13 |  | Topiramate
12 | 08 | 02 | 14 | 12.08.02.14 |  | Zonisamide
12 | 08 | 02 | 15 | 12.08.02.15 |  | Levetiracetam
12 | 08 | 02 | 90 | 12.08.02.90 |  | Other Central Nervous System TDM
TOTAL 12.08.02
12 | 08 | 03 |  | 12.08.03 |  | Antibiotic TDM / Antivirus TDM
12 | 08 | 03 | 01 | 12.08.03.01 |  | Amikacin
12 | 08 | 03 | 02 | 12.08.03.02 |  | Chloramphenicol
12 | 08 | 03 | 03 | 12.08.03.03 |  | Dibekacin
12 | 08 | 03 | 04 | 12.08.03.04 |  | Gentamicin
12 | 08 | 03 | 05 | 12.08.03.05 |  | Kanamycin
12 | 08 | 03 | 06 | 12.08.03.06 |  | Netilmycin
12 | 08 | 03 | 07 | 12.08.03.07 |  | Sisomycin
12 | 08 | 03 | 08 | 12.08.03.08 |  | Streptomycin
12 | 08 | 03 | 09 | 12.08.03.09 |  | Tobramycin
12 | 08 | 03 | 10 | 12.08.03.10 |  | Vancomycin
12 | 08 | 03 | 11 | 12.08.03.11 |  | Teicoplanine
12 | 08 | 03 | 90 | 12.08.03.90 |  | Other Antibiotics TDM
TOTAL 12.08.03
12 | 08 | 04 |  | 12.08.04 |  | Anti-Asthma TDM
12 | 08 | 04 | 01 | 12.08.04.01 |  | Caffeine
12 | 08 | 04 | 02 | 12.08.04.02 | cr | Theophylline IC==> 12.70.08.11
12 | 08 | 04 | 90 | 12.08.04.90 |  | Other Anti-asthma TDM
TOTAL 12.08.04
12 | 08 | 05 |  | 12.08.05 |  | Anti-Neoplastic TDM
12 | 08 | 05 | 01 | 12.08.05.01 |  | Methotrexate
12 | 08 | 05 | 90 | 12.08.05.90 |  | Other Anti-neoplastic TDM
TOTAL 12.08.05
12 | 08 | 06 |  | 12.08.06 |  | Immunosuppressant TDM
12 | 08 | 06 | 01 | 12.08.06.01 |  | Cyclosporine Total
12 | 08 | 06 | 02 | 12.08.06.02 |  | Cyclosporine Specific
12 | 08 | 06 | 03 | 12.08.06.03 |  | Tacrolimus
12 | 08 | 06 | 04 | 12.08.06.04 |  | Rapamycin (Sirolimus)
12 | 08 | 06 | 05 | 12.08.06.05 |  | Mycophenolate
12 | 08 | 06 | 06 | 12.08.06.06 |  | Everolimus
12 | 08 | 06 | 90 | 12.08.06.90 |  | Other Immunosuppressant TDM
TOTAL 12.08.06
12 | 08 | 07 |  | 12.08.07 |  | Autoimmune Disease TDM
12 | 08 | 07 | 01 | 12.08.07.01 |  | Infliximab
12 | 08 | 07 | 02 | 12.08.07.02 |  | Adalimumab
12 | 08 | 07 | 03 | 12.08.07.03 |  | Etanercep
12 | 08 | 07 | 04 | 12.08.07.04 |  | Rituximab
12 | 08 | 07 | 90 | 12.08.07.90 |  | Other Autoimmune Disease TDM
TOTAL 12.08.07
12 | 08 | 90 |  | 12.08.90 |  | Other Therapeutic Drug Monitoring
12 | 08 | 90 | 90 | 12.08.90.90 |  | Other Other Therapeutic Drug Monitoring
TOTAL 12.08.90
TOTAL 12.08
12 | 09 |  |  | 12.09 |  | Drugs of Abuse / Toxicology
12 | 09 | 01 |  | 12.09.01 |  | Drugs of Abuse
12 | 09 | 01 | 01 | 12.09.01.01 | cr | Amphetamines Group IC==> 12.70.09.01
12 | 09 | 01 | 02 | 12.09.01.02 | cr | Amphetamine/Methamphetamine Specific IC==> 12.70.09.02
12 | 09 | 01 | 03 | 12.09.01.03 | cr | Barbiturates IC==> 12.70.09.03
12 | 09 | 01 | 04 | 12.09.01.04 | cr | Benzodiazepines IC==> 12.70.09.04
12 | 09 | 01 | 05 | 12.09.01.05 | cr | Cannabinoids IC==> 12.70.09.05 | THC
12 | 09 | 01 | 06 | 12.09.01.06 | cr | Cocaine + Cocaine Metabolites IC==> 12.70.09.06
12 | 09 | 01 | 07 | 12.09.01.07 |  | Codeine
12 | 09 | 01 | 08 | 12.09.01.08 |  | Cotinine
12 | 09 | 01 | 09 | 12.09.01.09 |  | Lysergic acid diethylamide | LSD
12 | 09 | 01 | 10 | 12.09.01.10 | cr | Methadone IC==> 12.70.09.07
12 | 09 | 01 | 11 | 12.09.01.11 |  | Methaqualone
12 | 09 | 01 | 12 | 12.09.01.12 |  | Morphines
12 | 09 | 01 | 13 | 12.09.01.13 | cr | Opiates IC==> 12.70.09.08
12 | 09 | 01 | 14 | 12.09.01.14 | cr | Phencyclidine IC==> 12.70.09.09 | PCP
12 | 09 | 01 | 15 | 12.09.01.15 |  | Propoxyphene
12 | 09 | 01 | 16 | 12.09.01.16 |  | 6-Acethylmorphium
12 | 09 | 01 | 17 | 12.09.01.17 |  | Buprenorphine
12 | 09 | 01 | 18 | 12.09.01.18 |  | Dextromethorphan | DXM
12 | 09 | 01 | 19 | 12.09.01.19 |  | MDMA (Ecstasy) | MDMA
12 | 09 | 01 | 20 | 12.09.01.20 |  | EDDP Specific (Methadone metabolites)
12 | 09 | 01 | 21 | 12.09.01.21 |  | Tramadol
12 | 09 | 01 | 22 | 12.09.01.22 |  | Fentanyl
12 | 09 | 01 | 23 | 12.09.01.23 |  | Oxycodine
12 | 09 | 01 | 90 | 12.09.01.90 |  | Other drugs of abuse
TOTAL 12.09.01
12 | 09 | 02 |  | 12.09.02 |  | Toxicology
12 | 09 | 02 | 01 | 12.09.02.01 |  | Acetaminophene (Paracetamol)
12 | 09 | 02 | 02 | 12.09.02.02 |  | 5-Aminolevulinate Dehydratase
12 | 09 | 02 | 03 | 12.09.02.03 |  | Amitriptyline
12 | 09 | 02 | 04 | 12.09.02.04 |  | Catecholamines
12 | 09 | 02 | 05 | 12.09.02.05 |  | Desipramine
12 | 09 | 02 | 06 | 12.09.02.06 |  | Doxepin plus metabolites
12 | 09 | 02 | 07 | 12.09.02.07 |  | Ethanol (Alcohol)
12 | 09 | 02 | 08 | 12.09.02.08 |  | Hippuric Acid
12 | 09 | 02 | 09 | 12.09.02.09 |  | Imipramine
12 | 09 | 02 | 10 | 12.09.02.10 |  | Nortriptyline
12 | 09 | 02 | 11 | 12.09.02.11 |  | Phenols
12 | 09 | 02 | 12 | 12.09.02.12 |  | Protoporphyrin IX
12 | 09 | 02 | 13 | 12.09.02.13 |  | Salicylate
12 | 09 | 02 | 14 | 12.09.02.14 |  | Trichloroacetic Acid
12 | 09 | 02 | 15 | 12.09.02.15 | cr | Tricyclic Antidepressants (Total) IC==> 12.70.09.10 | TAD / TCA
12 | 09 | 02 | 16 | 12.09.02.16 |  | Uro/Coproporphyrins
12 | 09 | 02 | 17 | 12.09.02.17 |  | Vanillylmandelic Acid | VMA
12 | 09 | 02 | 18 | 12.09.02.18 |  | Homovanillic Acid | HVA
12 | 09 | 02 | 20 | 12.09.02.20 |  | Ethyl Glucuronide | ETG
12 | 09 | 02 | 90 | 12.09.02.90 |  | Other Toxicology
TOTAL 12.09.02
TOTAL 12.09
12 | 10 |  |  | 12.10 |  | Auto-Immune Diseases
12 | 10 | 01 |  | 12.10.01 |  | Autoimmune Connective Tissue Diseases
12 | 10 | 01 | 01 | 12.10.01.01 |  | ANA Screening (including Multiplex / Multi-analytes testing) | ANA
12 | 10 | 01 | 02 | 12.10.01.02 |  | ENA Screening (including Multiplex / Multi-analytes testing) | ENA
12 | 10 | 01 | 05 | 12.10.01.05 |  | ds DNA - Antibodies
12 | 10 | 01 | 06 | 12.10.01.06 |  | ss DNA - Antibodies
12 | 10 | 01 | 07 | 12.10.01.07 |  | Histones (H1,H2a,H3,H4,…Hn)
12 | 10 | 01 | 08 | 12.10.01.08 |  | Jo-1
12 | 10 | 01 | 09 | 12.10.01.09 |  | PM-Scl - Antibodies
12 | 10 | 01 | 10 | 12.10.01.10 |  | Scl-70
12 | 10 | 01 | 11 | 12.10.01.11 |  | Sm
12 | 10 | 01 | 12 | 12.10.01.12 |  | SS-A
12 | 10 | 01 | 13 | 12.10.01.13 |  | SS-B
12 | 10 | 01 | 14 | 12.10.01.14 |  | U1-snRNP - Antibodies
12 | 10 | 01 | 15 | 12.10.01.15 |  | Anti-centromere Antibodies
12 | 10 | 01 | 16 | 12.10.01.16 |  | Nucleosome Antibodies
12 | 10 | 01 | 17 | 12.10.01.17 |  | Ribosomal Phosphoprotein Antibodies
12 | 10 | 01 | 90 | 12.10.01.90 |  | Other Autoimmune Connective Tissue Diseases Testing
TOTAL 12.10.01
12 | 10 | 02 |  | 12.10.02 |  | Neuro-Auto-Immune Disease
12 | 10 | 02 | 01 | 12.10.02.01 |  | Anti-Ganglioside-Antibodies Total
12 | 10 | 02 | 02 | 12.10.02.02 |  | Anti-GM1
12 | 10 | 02 | 03 | 12.10.02.03 |  | Asialo-GM1
12 | 10 | 02 | 04 | 12.10.02.04 |  | Anti-GD1b
12 | 10 | 02 | 05 | 12.10.02.05 |  | Gal(b1-3)
12 | 10 | 02 | 06 | 12.10.02.06 |  | GalNAc
12 | 10 | 02 | 07 | 12.10.02.07 |  | Anti-MAG (Myelin Associated Glycoprotein)
12 | 10 | 02 | 08 | 12.10.02.08 |  | Anti-CAR (Cancer Associated Retinopathy)
12 | 10 | 02 | 09 | 12.10.02.09 |  | Anti-Hu Antibody
12 | 10 | 02 | 10 | 12.10.02.10 |  | Anti-Yo Antibody
12 | 10 | 02 | 11 | 12.10.02.11 |  | Anti-Ri Antibody
12 | 10 | 02 | 12 | 12.10.02.12 |  | Anti-GQ1b
12 | 10 | 02 | 90 | 12.10.02.90 |  | Other Neuro-Auto-Immune Disease
TOTAL 12.10.02
12 | 10 | 03 |  | 12.10.03 |  | Thyroid-Auto-Immune Disease
12 | 10 | 03 | 01 | 12.10.03.01 |  | Thyroid Peroxidase (incl. Microsomal) Antibodies | Anti-TPO
12 | 10 | 03 | 03 | 12.10.03.03 |  | TSH Receptor Antibodies | Anti-TSHR
12 | 10 | 03 | 04 | 12.10.03.04 |  | Thyroglobulin Autoantibody | Anti-TG
12 | 10 | 03 | 05 | 12.10.03.05 |  | Thyroid Stimulating Immunoglobulin | Anti-TSI
12 | 10 | 03 | 90 | 12.10.03.90 |  | Other Thyroid-Auto-Immune Disease
TOTAL 12.10.03
12 | 10 | 04 |  | 12.10.04 |  | Vasculitis
12 | 10 | 04 | 01 | 12.10.04.01 |  | ANCA screening | ANCA
12 | 10 | 04 | 02 | 12.10.04.02 |  | MPO ANCA | MPO
12 | 10 | 04 | 03 | 12.10.04.03 |  | PR3 ANCA | PR3
12 | 10 | 04 | 90 | 12.10.04.90 |  | Other Vasculitis
TOTAL 12.10.04
12 | 10 | 05 |  | 12.10.05 |  | Anti-Phospholipid Syndrom | APLS
12 | 10 | 05 | 01 | 12.10.05.01 |  | Anti-Cardiolipin Antibodies | aCL
12 | 10 | 05 | 02 | 12.10.05.02 |  | Anti-Phosphatidylserin Antibodies | APS
12 | 10 | 05 | 03 | 12.10.05.03 |  | Anti-b2-Glycoprotein I Antibodies
12 | 10 | 05 | 05 | 12.10.05.05 |  | APLS Screening (or Anti-Cardiolipin / Anti-b2-Glycoprotein Combitest)
12 | 10 | 05 | 90 | 12.10.05.90 |  | Other Anti-Phospholip Syndrom
TOTAL 12.10.05
12 | 10 | 06 |  | 12.10.06 |  | Celiac disease
12 | 10 | 06 | 01 | 12.10.06.01 |  | Tissue Transglutaminase Antibodies
12 | 10 | 06 | 02 | 12.10.06.02 |  | Tissue Transglutaminase/ Gliadin Antibodies Combitest | TTG
12 | 10 | 06 | 03 | 12.10.06.03 |  | Antibodies to endomysial Autoantigenes
12 | 10 | 06 | 04 | 12.10.06.04 |  | Gliadin Antibodies
12 | 10 | 06 | 90 | 12.10.06.90 |  | Other celiac disease
TOTAL 12.10.06
12 | 10 | 07 |  | 12.10.07 |  | Autoimmune Hepatitis
12 | 10 | 07 | 01 | 12.10.07.01 |  | Hepatitis autoantibody screening
12 | 10 | 07 | 02 | 12.10.07.02 |  | Anti-Mitochondrial Antibodies | AMA
12 | 10 | 07 | 03 | 12.10.07.03 |  | LKM1 and Related Proteins Antibodies
12 | 10 | 07 | 04 | 12.10.07.04 |  | Anti-actin antibodies
12 | 10 | 07 | 05 | 12.10.07.05 |  | Parietal Cell Antibodies
12 | 10 | 07 | 06 | 12.10.07.06 |  | Sp 100 Antibodies
12 | 10 | 07 | 07 | 12.10.07.07 |  | Antibodies to soluble Liverantigenes
12 | 10 | 07 | 90 | 12.10.07.90 |  | Other Autoimmune Hepatitis
TOTAL 12.10.07
12 | 10 | 08 |  | 12.10.08 |  | Inflamatory Bowel Disease (IBD)
12 | 10 | 08 | 01 | 12.10.08.01 |  | Saccharomyces cerevisiae Antibodies
12 | 10 | 08 | 02 | 12.10.08.02 |  | Perinuclear Anti-Neutrophil Cytoplasmic Antibodies | PANCA
12 | 10 | 08 | 90 | 12.10.08.90 |  | Others Inflamatory Bowel Disease
TOTAL 12.10.08
12 | 10 | 90 |  | 12.10.90 |  | Other Auto-Immune Disease
12 | 10 | 90 | 05 | 12.10.90.05 |  | Complement Activation | CAE
12 | 10 | 90 | 07 | 12.10.90.07 |  | Goodpasture Antibodies
12 | 10 | 90 | 13 | 12.10.90.13 |  | Sperm Antibodies
12 | 10 | 90 | 15 | 12.10.90.15 |  | Antibodies to Glomerular Basal Membrane
12 | 10 | 90 | 23 | 12.10.90.23 |  | Acetylcholin Receptor Antibodies | ARA
12 | 10 | 90 | 24 | 12.10.90.24 |  | LDL Antibodies
12 | 10 | 90 | 90 | 12.10.90.90 |  | Other Other Auto-Immune Disease Tests
TOTAL 12.10.90
TOTAL 12.10
12 | 11 |  |  | 12.11 |  | Rheumatoid - Inflammatory Diseases Markers
12 | 11 | 01 |  | 12.11.01 |  | Rheumatoid - Inflammatory Diseases Markers
12 | 11 | 01 | 01 | 12.11.01.01 |  | Anti-Streptococcal Deoxyribonuclease B (Anti-DNAase B) | ADNase B
12 | 11 | 01 | 02 | 12.11.01.02 |  | Anti-Streptococcal Hyaluronidase
12 | 11 | 01 | 03 | 12.11.01.03 |  | Anti-Streptokinase | ASK
12 | 11 | 01 | 04 | 12.11.01.04 |  | Anti-Streptolysin O Reaction Time / Titre (qualitative) | ASR
12 | 11 | 01 | 05 | 12.11.01.05 |  | Anti-Streptolysin O (quantitative) | ASL/ASLO
12 | 11 | 01 | 06 | 12.11.01.06 |  | Anti-Staphylolysin Reaction Time / Titre (qualitative)
12 | 11 | 01 | 07 | 12.11.01.07 |  | Anti-Staphylolysin (quantitative)
12 | 11 | 01 | 08 | 12.11.01.08 |  | Circulating Immune Complexes | CIC
12 | 11 | 01 | 09 | 12.11.01.09 | cr | C-Reactive Protein IC RT/POC => 12.70.11.01 | CRP
12 | 11 | 01 | 10 | 12.11.01.10 |  | Rheumatoid Factors | RF
12 | 11 | 01 | 11 | 12.11.01.11 |  | Anti-Cyclic Citrullinated Peptide | Anti-CCP
12 | 11 | 01 | 21 | 12.11.01.21 |  | Anti-Streptococcal Screening
12 | 11 | 01 | 90 | 12.11.01.90 |  | Other Rheumatoid / Inflammatory Disease Markers
TOTAL 12.11
12 | 12 |  |  | 12.12 |  | Specific Organ Function Assays
12 | 12 | 01 |  | 12.12.01 |  | Liver Function (Immunochemistry)
12 | 12 | 01 | 01 | 12.12.01.01 |  | MEGX
12 | 12 | 01 | 02 | 12.12.01.02 |  | Carbo Hydrate Deficient Transferrin | CDT
12 | 12 | 01 | 03 | 12.12.01.03 |  | Hyaluronic acid | HA
12 | 12 | 01 | 04 | 12.12.01.04 |  | Procollagen III Amino Terminal Peptide | PIIINP
12 | 12 | 01 | 05 | 12.12.01.05 |  | Tissue Inhibitor of Metalloproteinase 1 | TIMP-1
12 | 12 | 01 | 90 | 12.12.01.90 |  | Other Liver Function
TOTAL 12.12.01
12 | 12 | 90 |  | 12.12.90 |  | Other Organ Function Assays
12 | 12 | 90 | 90 | 12.12.90.90 |  | Other Other Organ Function Assays
TOTAL 12.12.90
TOTAL 12.12
12 | 13 |  |  | 12.13 |  | Cardiac Markers
12 | 13 | 01 |  | 12.13.01 |  | Cardiac Markers
12 | 13 | 01 | 01 | 12.13.01.01 |  | BNP / proBNP (including other Natriuric Peptides)
12 | 13 | 01 | 02 | 12.13.01.02 | cr | Creatine Kinase - MB mass (IC) CC =>11.01.01.14 | CK-MB
12 | 13 | 01 | 03 | 12.13.01.03 |  | Heart-Type Fatty Acid-Binding Protein | H-FABP
12 | 13 | 01 | 04 | 12.13.01.04 |  | Glycogen Phosphorylase BB
12 | 13 | 01 | 05 | 12.13.01.05 |  | Myoglobin | MYO
12 | 13 | 01 | 06 | 12.13.01.06 |  | Myosin Light Chain
12 | 13 | 01 | 07 | 12.13.01.07 |  | Troponin I/T
12 | 13 | 01 | 09 | 12.13.01.09 | cr | Homocysteine Hematology => 13.02.06.16
12 | 13 | 01 | 10 | 12.13.01.10 |  | High-Sensitivity C-Reactive Protein | hs-CRP
12 | 13 | 01 | 11 | 12.13.01.11 |  | Ischemia Modified Albumin | IMA
12 | 13 | 01 | 12 | 12.13.01.12 |  | Myeloperoxidase | MPO
12 | 13 | 01 | 13 | 12.13.01.13 |  | Lipoprotein-associated phospholipase A2 | Lp-PLA2
12 | 13 | 01 | 14 | 12.13.01.14 |  | Galectin-3
12 | 13 | 01 | 15 | 12.13.01.15 |  | ST2
12 | 13 | 01 | 16 | 12.13.01.16 |  | Copeptin
12 | 13 | 01 | 17 | 12.13.01.17 |  | Mid-regional pro atrial natriuretic peptide (MR-proANP) | proANP
12 | 13 | 01 | 90 | 12.13.01.90 |  | Other Cardiac Markers
TOTAL 12.13
12 | 14 |  |  | 12.14 |  | Traumatic Brain Injury Markers
12 | 14 | 01 |  | 12.14.01 |  | Traumatic Brain Injury Markers
12 | 14 | 01 | 01 | 12.14.01.01 |  | Glial Fibrillary Acidic Protein / Ubiquitin C-terminal Hydrolase-L1 | GFAP/ UCH-L1
12 | 14 | 01 | 02 | 12.14.01.02 |  | Protein S-100 B | S-100B
12 | 14 | 01 | 90 | 12.14.01.90 |  | Other Traumatic Brain Injury Markers
TOTAL 12.14
12 | 30 |  |  | 12.30 |  | Multiple Parameters - Immunochemistry
12 | 30 | 01 |  | 12.30.01 |  | Multiple - Immunochemistry Reagents
12 | 30 | 01 | 90 | 12.30.01.90 |  | Other Multiple Immunochemistry Reagents
TOTAL 12.30
12 | 50 |  |  | 12.50 |  | Controls, Standards and Calibrators - Immunochemistry
12 | 50 | 01 |  | 12.50.01 |  | Specific Controls - Immunochemistry
12 | 50 | 01 | 02 | 12.50.01.02 |  | TDM/Drug Controls
12 | 50 | 01 | 04 | 12.50.01.04 |  | Hormone Controls
12 | 50 | 01 | 06 | 12.50.01.06 |  | Specific Protein Controls
12 | 50 | 01 | 08 | 12.50.01.08 |  | Cardiac Marker Controls
12 | 50 | 01 | 10 | 12.50.01.10 |  | Tumour Marker Controls
12 | 50 | 01 | 12 | 12.50.01.12 |  | Anaemia Related/Vitamin Controls
12 | 50 | 01 | 14 | 12.50.01.14 |  | Autoimmune Controls
12 | 50 | 01 | 15 | 12.50.01.15 |  | Rheumatoid Controls
12 | 50 | 01 | 16 | 12.50.01.16 |  | Individual and Specified Hormones Controls
12 | 50 | 01 | 90 | 12.50.01.90 |  | Other Specific Controls - Immunochemistry
TOTAL 12.50.01
12 | 50 | 02 |  | 12.50.02 |  | Multicomponent Controls Immunochemistry
12 | 50 | 02 | 30 | 12.50.02.30 |  | Multi Constituents Immunochemistry Controls
TOTAL 12.50.02
12 | 50 | 03 |  | 12.50.03 |  | Standards and Calibrators Immunochemistry
12 | 50 | 03 | 01 | 12.50.03.01 |  | TDM/Drug Standards and Calibrators
12 | 50 | 03 | 03 | 12.50.03.03 |  | Hormone Standards and Calibrators
12 | 50 | 03 | 05 | 12.50.03.05 |  | Specific Protein Standards and Calibrators
12 | 50 | 03 | 07 | 12.50.03.07 |  | Cardiac Marker Standards and Calibrators
12 | 50 | 03 | 09 | 12.50.03.09 |  | Tumour Marker Standards and Calibrators
12 | 50 | 03 | 11 | 12.50.03.11 |  | Anaemia Related/Vitamin Standards and Calibrators
12 | 50 | 03 | 13 | 12.50.03.13 |  | Autoimmune Standards and Calibrators
12 | 50 | 03 | 14 | 12.50.03.14 |  | Rheumatoid Standards and Calibrators
12 | 50 | 03 | 15 | 12.50.03.15 |  | Individual and Specified Hormones Standards and Calibrators
12 | 50 | 03 | 80 | 12.50.03.80 |  | Other Standards and Calibrators - Immunochemistry
TOTAL 12.50.03
TOTAL 12.50
12 | 70 |  |  | 12.70 |  | Immunochemistry- Rapid Tests & Point of Care
12 | 70 | 01 |  | 12.70.01 |  | Specific Proteins RT & POC
12 | 70 | 01 | 01 | 12.70.01.01 | cr | Albumin incl. uAlbumin RT & POC IC => 12.01.03.01 CC==> 11.02.01.01
12 | 70 | 01 | 02 | 12.70.01.02 | cr | Glycosylated/Glycated Haemoglobin (IC) - RT & POC IC=> 12.06.01.06, CC=>11.02.01.14 or 11.70.01.07 | HbA1c
12 | 70 | 01 | 90 | 12.70.01.90 |  | Other Specific Proteins RT & POC
TOTAL 12.70.01
12 | 70 | 03 |  | 12.70.03 |  | Tumour Markers RT & POC
12 | 70 | 03 | 01 | 12.70.03.01 |  | BTA - RT & POC | BTA
12 | 70 | 03 | 11 | 12.70.03.11 |  | PSA - RT & POC
12 | 70 | 03 | 21 | 12.70.03.21 | cr | Fecal Occult Blood - RT & POC CC =>11.70.03.01, IC =>12.03.90.04 | FOB / IFT / iFOBT
12 | 70 | 03 | 90 | 12.70.03.90 |  | Other Tumour Marker RT & POC
TOTAL 12.70.03
12 | 70 | 05 |  | 12.70.05 |  | Fertility / Pregnancy RT & POC
12 | 70 | 05 | 01 | 12.70.05.01 |  | FSH - RT & POC | FSH
12 | 70 | 05 | 02 | 12.70.05.02 |  | HCG - RT & POC | HCG
12 | 70 | 05 | 03 | 12.70.05.03 |  | HPL - RT & POC | HPL
12 | 70 | 05 | 04 | 12.70.05.04 |  | LH - RT & POC
12 | 70 | 05 | 05 | 12.70.05.05 |  | bHCG - RT & POC | bHCG
12 | 70 | 05 | 90 | 12.70.05.90 |  | Other Fertility/Pregnancy RT & POC
TOTAL 12.70.05
12 | 70 | 06 |  | 12.70.06 |  | Individual and Specified Hormones/Proteins RT & POC
12 | 70 | 06 | 01 | 12.70.06.01 |  | Parathyroid Hormone RT & POC, nonRT/nonPOC ==> in subgroup 12.06.03 | PTH
12 | 70 | 06 | 02 | 12.70.06.02 |  | Thyroid-stimulating Hormone RT & POC, nonRT/nonPOC ==> in subgroup 12.04.01 | TSH
12 | 70 | 06 | 03 | 12.70.06.03 |  | Procalcitonin (PCT) RT & POC, nonRT/nonPOC ==> in subgroup 12.06.90 | PCT
12 | 70 | 06 | 06 | 12.70.06.06 |  | Neutrophil Gelatinase associated Lipocalin (lipocalin 2) - RT & POC | NGAL
12 | 70 | 06 | 90 | 12.70.06.90 |  | Other Individual and Specified Hormones/Proteins RT & POC
Total 12.70.06
12 | 70 | 08 |  | 12.70.08 |  | Therapeutic Drug Monitoring (TDM) RT & POC
12 | 70 | 08 | 11 | 12.70.08.11 |  | Theophylline - RT & POC
12 | 70 | 08 | 90 | 12.70.08.90 |  | Other TDM RT & POC
TOTAL 12.70.08
12 | 70 | 09 |  | 12.70.09 |  | Drugs of Abuse/Toxicology RT & POC
12 | 70 | 09 | 01 | 12.70.09.01 | cr | Amphetamines - RT & POC IC==> 12.09.01.01
12 | 70 | 09 | 02 | 12.70.09.02 | cr | Amphetamine/Methamphetamine Specific (+Ecstasy) - RT & POC IC==> 12.09.01.02
12 | 70 | 09 | 03 | 12.70.09.03 | cr | Barbiturates - RT & POC IC==> 12.09.01.03
12 | 70 | 09 | 04 | 12.70.09.04 | cr | Benzodiazepines - RT & POC IC==> 12.09.01.04
12 | 70 | 09 | 05 | 12.70.09.05 | cr | Cannabinoids - RT & POC IC ==> 12.09.01.05
12 | 70 | 09 | 06 | 12.70.09.06 | cr | Cocaine + Cocaine Metabolites - RT & POC IC ==> 12.09.01.06 | THC
12 | 70 | 09 | 07 | 12.70.09.07 | cr | Methadone incl. EDDP - RT & POC IC ==> 12.09.01.10
12 | 70 | 09 | 08 | 12.70.09.08 | cr | Opiates - RT & POC IC ==> 12.09.01.13
12 | 70 | 09 | 09 | 12.70.09.09 | cr | Phencyclidine - RT & POC IC ==> 12.09.01.14 | PCP
12 | 70 | 09 | 10 | 12.70.09.10 | cr | Tricyclic Antidepressants - RT & POC IC ==> 12.09.02.15 | TAD
12 | 70 | 09 | 70 | 12.70.09.70 |  | Multiple Drugs of Abuse/Toxicology RT & POC
12 | 70 | 09 | 90 | 12.70.09.90 |  | Other Drugs of Abuse/Toxicology RT & POC IC ==> 12.09.01.90
TOTAL 12.70.09
12 | 70 | 11 |  | 12.70.11 |  | Rheumatoid / Inflammatory Disease RT & POC
12 | 70 | 11 | 01 | 12.70.11.01 | cr | C-Reactive Protein - RT & POC IC (nonRT/nonPOC) => 12.11.01.09 | CRP
12 | 70 | 11 | 90 | 12.70.11.90 |  | Other Rheumatoid / Inflammatory Disease RT & POC
12 | [5 empty] | TOTAL 12.70.11
12 | 70 | 13 |  | 12.70.13 |  | Cardiac Markers - RT & POC
12 | 70 | 13 | 01 | 12.70.13.01 |  | Creatine Kinase - MB mass - RT & POC | CK-MB
12 | 70 | 13 | 02 | 12.70.13.02 |  | Myoglobin - RT & POC | MYO
12 | 70 | 13 | 03 | 12.70.13.03 |  | Troponin I/T - RT & POC
12 | 70 | 13 | 04 | 12.70.13.04 |  | BNP / proBNP - RT & POC (including other Natriuric Peptides)
12 | 70 | 13 | 05 | 12.70.13.05 |  | Heart-Type Fatty Acid-Binding Protein - RT & POC | H-FABP
12 | 70 | 13 | 70 | 12.70.13.70 |  | Multiple Cardiac Markers - RT & POC
12 | 70 | 13 | 90 | 12.70.13.90 |  | Other Cardiac Markers - RT & POC
TOTAL 12.70.13
12 | 70 | 50 |  | 12.70.50 |  | Controls, Standards and Calibrators Immunochem - RT & POC
12 | 70 | 50 | 50 | 12.70.50.50 |  | Controls Immunochem - RT & POC
12 | 70 | 50 | 90 | 12.70.50.90 |  | Standards and Calibrators Immunochem - RT & POC
TOTAL 12.70.50
12 | 70 | 90 |  | 12.70.90 |  | Other Rapid Tests & Point of Care - Immunochemistry
12 | 70 | 90 | 90 | 12.70.90.90 |  | Other Other RT and POC - Immunochemistry
TOTAL 12.70.90
TOTAL 12.70
12 | 80 |  |  | 12.80 |  | Immunochemistry – Clinical Mass Spectrometry
12 | 80 | 01 |  | 12.80.01 |  | Steroids - Mass Spectrometry (LC-MS/MS)
12 | 80 | 01 | 60 | 12.80.01.60 |  | Single-parameter Steroids - Mass Spectrometry (LC-MS/MS)
12 | 80 | 01 | 80 | 12.80.01.80 |  | Multi-parameter Steroids - Mass Spectrometry (LC-MS/MS)
TOTAL 12.80.01
12 | 80 | 02 |  | 12.80.02 |  | Biogenic Amines - Mass Spectrometry (LC-MS/MS)
12 | 80 | 02 | 60 | 12.80.02.60 |  | Single-parameter Biogenic Amines - Mass Spectrometry (LC-MS/MS)
12 | 80 | 02 | 80 | 12.80.02.80 |  | Multi-parameter Biogenic Amines - Mass Spectrometry (LC-MS/MS)
TOTAL 12.80.02
12 | 80 | 08 |  | 12.80.08 |  | Therapeutic Drug Monitoring - Mass Spectrometry (LC-MS/MS)
12 | 80 | 08 | 60 | 12.80.08.60 |  | Single-parameter Therapeutic Drug Monitoring - Mass Spectrometry (LC-MS/MS)
12 | 80 | 08 | 80 | 12.80.08.80 |  | Multi-parameter Therapeutic Drug Monitoring - Mass Spectrometry (LC-MS/MS)
TOTAL 12.80.08
12 | 80 | 09 |  | 12.80.09 |  | Drugs of Abuse / Toxicology - Mass Spectrometry (LC-MS/MS)
12 | 80 | 09 | 60 | 12.80.09.60 |  | Single-parameter Drugs of Abuse / Toxicology - Mass Spectrometry (LC-MS/MS)
12 | 80 | 09 | 80 | 12.80.09.80 |  | Multi-parameter Drugs of Abuse / Toxicology - Mass Spectrometry (LC-MS/MS)
TOTAL 12.80.09
12 | 80 | 50 |  | 12.80.50 |  | Controls, Standards and Calibrators - Immunochemistry – Mass Spectrometry (LC-MS/MS)
12 | 80 | 50 | 01 | 12.80.50.01 |  | Single-parameter Controls - Immunochemistry – Mass Spectrometry (LC-MS/MS)
12 | 80 | 50 | 02 | 12.80.50.02 |  | Multi-parameter Controls - Immunochemistry – Mass Spectrometry (LC-MS/MS)
12 | 80 | 50 | 03 | 12.80.50.03 |  | Standards and Calibrators - Immunochemistry – Mass Spectrometry (LC-MS/MS)
TOTAL 12.80.50
12 | 80 | 90 |  | 12.80.90 |  | Other Immunochemistry Reagents - Mass Spectrometry (LC-MS/MS)
12 | 80 | 90 | 60 | 12.80.90.60 |  | Other Single-parameter Immunochemistry Reagents - Mass Spectrometry (LC-MS/MS)
12 | 80 | 90 | 80 | 12.80.90.80 |  | Other Multi-parameter Immunochemistry Reagents - Mass Spectrometry (LC-MS/MS)
TOTAL 12.80.90
TOTAL 12.80
12 | 90 |  |  | 12.90 |  | Other Immunochemistry
12 | 90 | 01 |  | 12.90.01 |  | Other Immunochemistry
12 | 90 | 01 | 01 | 12.90.01.01 |  | Antisera (monovalent and polyvalent)
12 | 90 | 01 | 02 | 12.90.01.02 |  | Amanitin ( Organic poisons )
12 | 90 | 01 | 70 | 12.90.01.70 |  | Buffers (unassignable ), Supplem. Reagents, etc (IC)
12 | 90 | 01 | 80 | 12.90.01.80 |  | Coated Tubes and Beads (unassignable) (IC)
TOTAL 12.90.01
12 | 90 | 90 |  | 12.90.90 |  | Other Other Immunochemistry Reagents
12 | 90 | 90 | 90 | 12.90.90.90 |  | Other Other Immunochemistry Reagents
TOTAL 12.90.90
TOTAL 12.90
TOTAL 12
13 |  |  |  | 13 |  | HAEMATOLOGY / HAEMOSTASIS / IMMUNOHAEMATOLOGY / HISTOLOGY / CYTOLOGY
13 | 01 |  |  | 13.01 |  | Haematology Reagents
13 | 01 | 01 |  | 13.01.01 |  | Reagents for (Automated) Haematology Analyzer
13 | 01 | 01 | 01 | 13.01.01.01 |  | CBC-Reagents (Cleaning-/Diluting-/Lysing-/Sheat-fluids)
13 | 01 | 01 | 10 | 13.01.01.10 |  | Specific Reticulocyte Reagents
13 | 01 | 01 | 90 | 13.01.01.90 |  | Other Reagents for (Automated) Haematology Analyzer
TOTAL 13.01.01
13 | 01 | 02 |  | 13.01.02 |  | Haemoglobin (Types) Testing
13 | 01 | 02 | 01 | 13.01.02.01 |  | Haemoglobin determinations (Total Hb)
13 | 01 | 02 | 02 | 13.01.02.02 |  | Haemoglobin subtypes HbA2,HbC,HbF,HbS,etc.(excl. HbA1)
13 | 01 | 02 | 90 | 13.01.02.90 |  | Other Haemoglobin (Types) Testing
TOTAL 13.01.02
13 | 01 | 03 |  | 13.01.03 |  | Cellular Stains for Microscopy
13 | 01 | 03 | 01 | 13.01.03.01 |  | Histo / Cyto stains
13 | 01 | 03 | 02 | 13.01.03.02 |  | Romanowsky stains
13 | 01 | 03 | 90 | 13.01.03.90 |  | Other Haematology Stains for Microscopy
TOTAL 13.01.03
13 | 01 | 04 |  | 13.01.04 |  | Erythrocyte Sedimentation Rate (ESR) Test
13 | 01 | 04 | 01 | 13.01.04.01 |  | Erythrocyte Sedimentation Rate (ESR) Test | ESR
TOTAL 13.01.04
13 | 01 | 50 |  | 13.01.50 |  | Haematology Controls and Calibrators
13 | 01 | 50 | 01 | 13.01.50.01 |  | Blood Normal Controls
13 | 01 | 50 | 02 | 13.01.50.02 |  | Blood Abnormal Controls
13 | 01 | 50 | 03 | 13.01.50.03 |  | Blood Multilevel Controls
13 | 01 | 50 | 04 | 13.01.50.04 |  | Haemoglobin Controls
13 | 01 | 50 | 05 | 13.01.50.05 |  | Platelet Controls
13 | 01 | 50 | 06 | 13.01.50.06 |  | Reticulocyte Controls
13 | 01 | 50 | 07 | 13.01.50.07 |  | Whole Blood Calibrators
13 | 01 | 50 | 90 | 13.01.50.90 |  | Other Haematology Controls
TOTAL 13.01.50
13 | 01 | 70 |  | 13.01.70 |  | Haematology Rapid Tests & Point of Care
13 | 01 | 70 | 01 | 13.01.70.01 |  | Haemoglobin (Hb)
13 | 01 | 70 | 02 | 13.01.70.02 |  | Erythrocytes (Ery)
13 | 01 | 70 | 03 | 13.01.70.03 |  | Haematocrit (HCT)
13 | 01 | 70 | 04 | 13.01.70.04 |  | White Blood Cells (WBC)
13 | 01 | 70 | 05 | 13.01.70.05 |  | Platelets
13 | 01 | 70 | 50 | 13.01.70.50 |  | Haematology Controls - RT & POC
13 | 01 | 70 | 70 | 13.01.70.70 |  | Haematology Standards and Calibrators - RT & POC
13 | 01 | 70 | 90 | 13.01.70.90 |  | Other Haematology Rapid Tests & Point of Care
TOTAL 13.01.70
13 | 01 | 90 |  | 13.01.90 |  | Other Haematology Reagents
13 | 01 | 90 | 01 | 13.01.90.01 |  | Cellular enzyme determination reagents (G-6-PDH, Pyuvate Kinase)
13 | 01 | 90 | 90 | 13.01.90.90 |  | Other Other Haematology Reagents
TOTAL 13.01.90
13 | 02 |  |  | 13.02 |  | Haemostasis Reagents (Coagulation)
13 | 02 | 01 |  | 13.02.01 |  | General Coagulation Tests
13 | 02 | 01 | 01 | 13.02.01.01 |  | Prothrombin time ( Quick Test ) | PT
13 | 02 | 01 | 02 | 13.02.01.02 |  | Activated Partial Thromboplastin Time | APTT
13 | 02 | 01 | 03 | 13.02.01.03 |  | Thrombin Time / Reptilase / Batroxbin Time | TT
13 | 02 | 01 | 04 | 13.02.01.04 |  | Activated Clotting Time | ACT
13 | 02 | 01 | 90 | 13.02.01.90 |  | Other General Coagulation Tests
TOTAL 13.02.01
13 | 02 | 02 |  | 13.02.02 |  | Coagulation Factors
13 | 02 | 02 | 01 | 13.02.02.01 |  | Fibrinogen Assays (Factor I) | FBG
13 | 02 | 02 | 02 | 13.02.02.02 |  | Coagulation factor II ( Prothrombin ) | F II
13 | 02 | 02 | 03 | 13.02.02.03 |  | Coagulation factor II a ( Thrombin ) | F IIa
13 | 02 | 02 | 04 | 13.02.02.04 |  | Coagulation factor V | F V
13 | 02 | 02 | 05 | 13.02.02.05 |  | Coagulation factor VII | F VII
13 | 02 | 02 | 06 | 13.02.02.06 |  | Coagulation factor VII a | F VIIa
13 | 02 | 02 | 07 | 13.02.02.07 |  | Coagulation factor VIII | F VIII
13 | 02 | 02 | 08 | 13.02.02.08 |  | Coagulation factor IX | F IX
13 | 02 | 02 | 09 | 13.02.02.09 |  | Coagulation factor X | F X
13 | 02 | 02 | 11 | 13.02.02.11 |  | Coagulation factor XI | F XI
13 | 02 | 02 | 12 | 13.02.02.12 |  | Coagulation factor XII | F XII
13 | 02 | 02 | 13 | 13.02.02.13 |  | Coagulation factor XII a | F XIIa
13 | 02 | 02 | 14 | 13.02.02.14 |  | Coagulation factor XIII | F XIII
13 | 02 | 02 | 17 | 13.02.02.17 |  | Coagulation factor HMW-Kininogen (Fitzgerald)
13 | 02 | 02 | 18 | 13.02.02.18 |  | Coagulation factor von Willebrand (Ag) | vWF:Ag
13 | 02 | 02 | 19 | 13.02.02.19 |  | Prekallikrein / Kallikrein (Fletcher factor)
13 | 02 | 02 | 21 | 13.02.02.21 |  | Coagulation factor von Willebrand Activity / Ristocetin Cofactor Activity (RCO) | vWF:Rco / vWF:Act
13 | 02 | 02 | 22 | 13.02.02.22 |  | Coagulation factor von Willebrand Collagen Binding Assay (CBA) | vWF:CBA
13 | 02 | 02 | 90 | 13.02.02.90 |  | Other Coagulation Factors
TOTAL 13.02.02
13 | 02 | 03 |  | 13.02.03 |  | Special Coagulation Tests
13 | 02 | 03 | 03 | 13.02.03.03 |  | Fibrin sensitivity monomer | FM
13 | 02 | 03 | 04 | 13.02.03.04 |  | Fibrinopeptide A
13 | 02 | 03 | 05 | 13.02.03.05 |  | Standard Heparin Low Molecular Weight Heparin => 13.02.03.10 | SH
13 | 02 | 03 | 06 | 13.02.03.06 |  | Hirudin Test
13 | 02 | 03 | 07 | 13.02.03.07 |  | Plasmin - a2 - Antiplasmin Complex | PAP
13 | 02 | 03 | 08 | 13.02.03.08 |  | Prothrombin Fragment 1 + 2 | F 1+2
13 | 02 | 03 | 09 | 13.02.03.09 |  | Thrombin-Antithrombin III-Complex | TAT
13 | 02 | 03 | 10 | 13.02.03.10 |  | Low Molecular Weight Heparin Standard Heparin => 13.02.03.05 | LMWH
13 | 02 | 03 | 11 | 13.02.03.11 |  | Anti Xa activity for Heparin and DOAC
13 | 02 | 03 | 12 | 13.02.03.12 |  | Anti Iia activity fot DOAC
13 | 02 | 03 | 13 | 13.02.03.13 |  | ADAMTS13 (Activity, Ag, Ab, Inhibitor) - specific von Willebrand factor (VWF) - cleaving protease
13 | 02 | 03 | 90 | 13.02.03.90 |  | Other Special Coagulation Tests
TOTAL 13.02.03
13 | 02 | 04 |  | 13.02.04 |  | Platelet Factors
13 | 02 | 04 | 01 | 13.02.04.01 |  | Aggregation Reagents
13 | 02 | 04 | 02 | 13.02.04.02 |  | Platelet Factor 4 | PF4
13 | 02 | 04 | 03 | 13.02.04.03 |  | Prostacyclin
13 | 02 | 04 | 04 | 13.02.04.04 |  | Thromboxane
13 | 02 | 04 | 05 | 13.02.04.05 |  | b-Thromboglobulin | BTG
13 | 02 | 04 | 06 | 13.02.04.06 |  | Screening for primary Hemostasis
13 | 02 | 04 | 07 | 13.02.04.07 |  | P2Y12 receptor | P2Y12
13 | 02 | 04 | 90 | 13.02.04.90 |  | Other Primary Hemostasis/Platelet Factors
TOTAL 13.02.04
13 | 02 | 05 |  | 13.02.05 |  | Fibrinolysis
13 | 02 | 05 | 01 | 13.02.05.01 |  | a2-Antiplasmin | a2AP
13 | 02 | 05 | 02 | 13.02.05.02 |  | Fibrinogen Degradation Products | FDP
13 | 02 | 05 | 03 | 13.02.05.03 |  | D-Dimer
13 | 02 | 05 | 04 | 13.02.05.04 |  | Plasmin
13 | 02 | 05 | 05 | 13.02.05.05 |  | Plasminogen | PLG
13 | 02 | 05 | 06 | 13.02.05.06 |  | Plasminogen Activator-Inhibitors | PAI
13 | 02 | 05 | 07 | 13.02.05.07 |  | Tissue Plasminogen Activator | tPA
13 | 02 | 05 | 08 | 13.02.05.08 |  | Urokinase Plasminogen Activator | UPA
13 | 02 | 05 | 09 | 13.02.05.09 |  | Thrombin Activating Fibrinolysis Inhibitor | TAFI
13 | 02 | 05 | 90 | 13.02.05.90 |  | Other Fibrinolysis Tests
TOTAL 13.02.05
13 | 02 | 06 |  | 13.02.06 |  | Coagulation Inhibitors/Thrombophilia Markers
13 | 02 | 06 | 01 | 13.02.06.01 |  | Anti-Phospholipid Antibodies
13 | 02 | 06 | 02 | 13.02.06.02 |  | Antithrombin | AT
13 | 02 | 06 | 04 | 13.02.06.04 |  | Coagulation factor VIII Inhibitor
13 | 02 | 06 | 05 | 13.02.06.05 |  | Coagulation factor IX Inhibitor
13 | 02 | 06 | 06 | 13.02.06.06 |  | Coagulation factor X Inhibitor
13 | 02 | 06 | 07 | 13.02.06.07 |  | Lupus Anticoagulant | LA
13 | 02 | 06 | 08 | 13.02.06.08 |  | Protein C | PC
13 | 02 | 06 | 10 | 13.02.06.10 |  | Heparin Cofactor II - Tissue Factor Pathway Inhibitor
13 | 02 | 06 | 11 | 13.02.06.11 |  | APC Resistance
13 | 02 | 06 | 12 | 13.02.06.12 |  | Pro C Global
13 | 02 | 06 | 13 | 13.02.06.13 |  | Free Protein S Antigen | Free PS Ag
13 | 02 | 06 | 14 | 13.02.06.14 |  | Total Protein S Antigen | Total PS Ag
13 | 02 | 06 | 15 | 13.02.06.15 |  | Protein S Activity | PS Act.
13 | 02 | 06 | 16 | 13.02.06.16 | cr | Homocysteine IC => 12.13.01.09
13 | 02 | 06 | 17 | 13.02.06.17 |  | Coagulation Inhibitors/Thrombophilia Markers for Heparin Induced Thrombocytopenia test (HIT)
13 | 02 | 06 | 90 | 13.02.06.90 |  | Other Coagulation Inhibitors
TOTAL 13.02.06
13 | 02 | 50 |  | 13.02.50 |  | Haemostasis Calibrators/Controls
13 | 02 | 50 | 01 | 13.02.50.01 |  | Haemostasis Calibration Plasmas
13 | 02 | 50 | 02 | 13.02.50.02 |  | Haemostasis Controls Plasmas
13 | 02 | 50 | 90 | 13.02.50.90 |  | Other Haemostasis Controls
TOTAL 13.02.50
13 | 02 | 70 |  | 13.02.70 |  | Haemostasis Rapid Tests & Point of Care
13 | 02 | 70 | 01 | 13.02.70.01 |  | Prothrombin Time RT & POC
13 | 02 | 70 | 02 | 13.02.70.02 |  | Activated Partial Thromboplastin Time RT & POC
13 | 02 | 70 | 03 | 13.02.70.03 |  | D-Dimer - RT & POC
13 | 02 | 70 | 04 | 13.02.70.04 |  | Activated Clotting Time RT & POC | ACT
13 | 02 | 70 | 05 | 13.02.70.05 |  | Heparin Induced Thrombocytopenia test (HIT) RT & POC
13 | 02 | 70 | 50 | 13.02.70.50 |  | Haemostasis Controls - RT & POC
13 | 02 | 70 | 70 | 13.02.70.70 |  | Haemostasis Standards and Calibrators - RT & POC
13 | 02 | 70 | 90 | 13.02.70.90 |  | Other Haemostasis RT & POC
TOTAL 13.02.70
13 | 02 | 80 |  | 13.02.80 |  | Auxiliary Reagents and Supplements (Haemostasis)
13 | 02 | 80 | 01 | 13.02.80.01 |  | Calcium Chloride
13 | 02 | 80 | 02 | 13.02.80.02 |  | Citrate
13 | 02 | 80 | 03 | 13.02.80.03 |  | Buffers (Haemostasis)
13 | 02 | 80 | 80 | 13.02.80.80 |  | Coated tubes (Citrate, Heparin etc.)
13 | 02 | 80 | 90 | 13.02.80.90 |  | Other Auxiliary Reagents (Haemostasis)
TOTAL 13.02.80
13 | 02 | 90 |  | 13.02.90 |  | Other Haemostasis Reagents
13 | 02 | 90 | 90 | 13.02.90.90 |  | Other Other Haemostasis Reagents
TOTAL 13.02.90
TOTAL 13.02
13 | 03 |  |  | 13.03 |  | Immunohaematology (Blood Grouping)
13 | 03 | 01 |  | 13.03.01 |  | ABO Typing
13 | 03 | 01 | 01 | 13.03.01.01 |  | ABO grouping cells
13 | 03 | 01 | 02 | 13.03.01.02 |  | ABO sera
13 | 03 | 01 | 90 | 13.03.01.90 |  | Other ABO Typing Tests
TOTAL 13.03.01
13 | 03 | 02 |  | 13.03.02 |  | Rhesus Typing
13 | 03 | 02 | 01 | 13.03.02.01 |  | Rhesus D
13 | 03 | 02 | 02 | 13.03.02.02 |  | Rhesus Phenotypes
13 | 03 | 02 | 90 | 13.03.02.90 |  | Other Rhesus Typing Assays
TOTAL 13.03.02
13 | 03 | 03 |  | 13.03.03 |  | Combined ABO Typing + Rhesus Typing
13 | 03 | 03 | 01 | 13.03.03.01 |  | Combined ABO typing + Rhesus D
13 | 03 | 03 | 02 | 13.03.03.02 |  | Combined ABO typing + Rhesus Phenotypes
13 | 03 | 03 | 90 | 13.03.03.90 |  | Other Combined ABO Typing + Rhesus Typing Tests
TOTAL 13.03.03
13 | 03 | 04 |  | 13.03.04 |  | Antibody detection (Immunohaematology)
13 | 03 | 04 | 01 | 13.03.04.01 |  | Antibody 2 cell screening
13 | 03 | 04 | 02 | 13.03.04.02 |  | Antibody 3 cell screening
13 | 03 | 04 | 03 | 13.03.04.03 |  | Antibody identification cell panels
13 | 03 | 04 | 04 | 13.03.04.04 |  | Polyspecific antihuman serum
13 | 03 | 04 | 05 | 13.03.04.05 |  | Monospecific antihuman serum
13 | 03 | 04 | 06 | 13.03.04.06 |  | Enhancement Media (e.g. Bovine Albumin,LISS,PEG)
13 | 03 | 04 | 07 | 13.03.04.07 |  | Enzymes (e.g. Bromelin / Papain, etc.)
13 | 03 | 04 | 90 | 13.03.04.90 |  | Other Antibody detection (Immunohaematology)
TOTAL 13.03.04
13 | 03 | 05 |  | 13.03.05 |  | Other Antigen Typing
13 | 03 | 05 | 90 | 13.03.05.90 |  | Other Antigen typing reagents
TOTAL 13.03.05
13 | 03 | 50 |  | 13.03.50 |  | Immunohaematology Controls
13 | 03 | 50 | 01 | 13.03.50.01 |  | Coombs Control Cells
13 | 03 | 50 | 02 | 13.03.50.02 |  | Control Kits (Immunohaematology)
13 | 03 | 50 | 90 | 13.03.50.90 |  | Other immunohaematology Controls
TOTAL 13.03.50
13 | 03 | 90 |  | 13.03.90 |  | Other Immunohaematology (Blood Grouping ) Tests
13 | 03 | 90 | 90 | 13.03.90.90 |  | Other Other Immunohaematology (Blood Grouping) Tests
TOTAL 13.03.90
TOTAL 13.03
13 | 04 |  |  | 13.04 |  | Tissue Typing Reagents
13 | 04 | 01 |  | 13.04.01 |  | Tissue Typing Reagents
13 | 04 | 01 | 01 | 13.04.01.01 |  | Complement for HLA testing
13 | 04 | 01 | 02 | 13.04.01.02 |  | HLA Antibody screening
13 | 04 | 01 | 03 | 13.04.01.03 |  | HLA Antigen typing
13 | 04 | 01 | 04 | 13.04.01.04 |  | HLA Control Cells
13 | 04 | 01 | 06 | 13.04.01.06 |  | Lymphocyte separation media
13 | 04 | 01 | 07 | 13.04.01.07 |  | Lymphocyte stabilizing media
13 | 04 | 01 | 90 | 13.04.01.90 |  | Other Tissue Typing Reagents
TOTAL 13.04
13 | 05 |  |  | 13.05 |  | Monoclonal Antibodies / Flow Cytometry
13 | 05 | 01 |  | 13.05.01 |  | Monoclonal Antibodies for Cell Surface Antigens
13 | 05 | 01 | 01 | 13.05.01.01 |  | Antibodies for B and T-cell subtyping
13 | 05 | 01 | 02 | 13.05.01.02 |  | Antibodies for HLA class II determinants
13 | 05 | 01 | 03 | 13.05.01.03 |  | Antibodies for lymphoma typing(except B-&T-cell typing)
13 | 05 | 01 | 04 | 13.05.01.04 |  | Antibodies for recognizing cell surface receptors
13 | 05 | 01 | 05 | 13.05.01.05 |  | Antibodies for subtyping of leukemia(except B-&T-cell typing)
13 | 05 | 01 | 06 | 13.05.01.06 |  | Antibodies for Lymphocyte subtyping
13 | 05 | 01 | 90 | 13.05.01.90 |  | Other Monoclonal Antibodies for Cell Surface Antigens
TOTAL 13.05.01
13 | 05 | 02 |  | 13.05.02 |  | Monoclonal Antibodies for Cytoplasmatic Antigens
13 | 05 | 02 | 01 | 13.05.02.01 |  | Monoclonal Antibodies for recognizing Enzymes
13 | 05 | 02 | 02 | 13.05.02.02 |  | IgA, IgD, IgM, IgG, IgE
13 | 05 | 02 | 03 | 13.05.02.03 |  | Monoclonal Antibodies for detecting cells expressing Kappa or Lambda Light Chains
13 | 05 | 02 | 04 | 13.05.02.04 |  | Proliferation Markers
13 | 05 | 02 | 90 | 13.05.02.90 |  | Other Monoclonal Antibodies for Cytoplasmatic Antigens
TOTAL 13.05.02
13 | 05 | 03 |  | 13.05.03 |  | Stem Cell Enumeration Reagents
13 | 05 | 03 | 01 | 13.05.03.01 |  | Stem Cell Enumeration Reagents
TOTAL 13.05.03
13 | 05 | 50 |  | 13.05.50 |  | Flow Cytometry Controls
13 | 05 | 50 | 01 | 13.05.50.01 |  | Setup Beads
13 | 05 | 50 | 02 | 13.05.50.02 |  | Leucocyte Controls
13 | 05 | 50 | 03 | 13.05.50.03 |  | Lymphocyte Subtyping Controls
13 | 05 | 50 | 04 | 13.05.50.04 |  | Stem Cell Enumeration Controls
13 | 05 | 50 | 90 | 13.05.50.90 |  | Other Controls - Flow Cytometry
TOTAL 13.05.50
13 | 05 | 80 |  | 13.05.80 |  | Auxiliary & Supplemental Reagents for Flow Cytometry
13 | 05 | 80 | 01 | 13.05.80.01 |  | Cell Staining Reagents for Cell Nuclear Staining
13 | 05 | 80 | 02 | 13.05.80.02 |  | Cell Staining Reagents for detecting Reticulocytes
13 | 05 | 80 | 90 | 13.05.80.90 |  | Other Auxiliary & Supplemental Raegents for Flow Cytometry
TOTAL 13.05.80
13 | 05 | 90 |  | 13.05.90 |  | Other Reagents for Flow Cytometry
13 | 05 | 90 | 90 | 13.05.90.90 |  | Other Other Reagents for Flow Cytometry
TOTAL 13.05.90
TOTAL 13.05
13 | 06 |  |  | 13.06 |  | Cytokines (Lymphokines) / Immunmodulators
13 | 06 | 01 |  | 13.06.01 |  | Cytokines (Lymphokines) / Immunmodulators
13 | 06 | 01 | 01 | 13.06.01.01 |  | Interferons (α, β, ɣ…)
13 | 06 | 01 | 03 | 13.06.01.03 |  | Soluble Antigens / Receptors
13 | 06 | 01 | 04 | 13.06.01.04 |  | Tumour Necrosis Factors (TNFα,TNFβ, ...) | TNF
13 | 06 | 01 | 05 | 13.06.01.05 |  | Tumour Necrosis Factors Receptors (TNF-R I,TNF-R II, ...) | TNF-R
13 | 06 | 01 | 06 | 13.06.01.06 |  | Colony Stimulating Factors (G-CSF,M-CSF,GM-CSF) | CSF
13 | 06 | 01 | 10 | 13.06.01.10 |  | Interleukin 6 (IL-6) | IL-6
13 | 06 | 01 | 11 | 13.06.01.11 |  | Other Interleukins (except for IL-6) | IL
13 | 06 | 01 | 12 | 13.06.01.12 |  | Interleukins Receptors (IL-2R,IL6R ...) | IL-R
13 | 06 | 01 | 50 | 13.06.01.50 |  | Cytokines Calibrators/Controls
13 | 06 | 01 | 90 | 13.06.01.90 |  | Other Lymphokines /Immunmodulators
TOTAL 13.06
13 | 07 |  |  | 13.07 |  | Histology/Cytology Reagents
13 | 07 | 01 |  | 13.07.01 |  | Histology/Cytology Reagents
13 | 07 | 01 | 01 | 13.07.01.01 |  | Chromosome culture Kits / reagents
13 | 07 | 01 | 02 | 13.07.01.02 |  | Cytochemical staining reagents
13 | 07 | 01 | 03 | 13.07.01.03 |  | DNA in situ Hybridisation reagents | HIS
13 | 07 | 01 | 04 | 13.07.01.04 |  | Embedding media (Histology/Cytology)
13 | 07 | 01 | 05 | 13.07.01.05 |  | Fixing reagents (Histology/Cytology)
13 | 07 | 01 | 06 | 13.07.01.06 |  | Mounting media (Histology/Cytology)
13 | 07 | 01 | 07 | 13.07.01.07 |  | Stain powders (Histology/Cytology)
13 | 07 | 01 | 08 | 13.07.01.08 |  | Stain solutions (Histology/Cytology)
13 | 07 | 01 | 09 | 13.07.01.09 |  | Primary antisera for immunohistology
13 | 07 | 01 | 10 | 13.07.01.10 |  | Secondary antisera for immunohistology
13 | 07 | 01 | 11 | 13.07.01.11 |  | Immunohistology kits
13 | 07 | 01 | 90 | 13.07.01.90 |  | Other Histology / Cytology reagents
TOTAL 13.07
13 | 90 |  |  | 13.90 |  | Other Haematology / Haemostasis / Immunohaematology / Histology / Cystology
13 | 90 | 90 |  | 13.90.90 |  | Other Haematology / Haemostasis / Immunohaematology / Histology / Cystology
13 | 90 | 90 | 90 | 13.90.90.90 |  | Other Other Haematology / Haemostasis / Immunohaematology / Histology / Cystology Reagents
TOTAL 13.90
TOTAL 13
14 |  |  |  | 14 |  | MICROBIOLOGY (CULTURE)
14 | 01 |  |  | 14.01 |  | Bacteriology - Culture
14 | 01 | 01 |  | 14.01.01 |  | Dehydrated Culture Media (Bacteriology)
14 | 01 | 01 | 01 | 14.01.01.01 |  | Dehydrated Culture Media (DCM)
14 | 01 | 01 | 03 | 14.01.01.03 |  | Raw materials (agar, peptones, ...)
14 | 01 | 01 | 04 | 14.01.01.04 |  | Additives for DCM (growth supplements, selective agents, ...)
14 | 01 | 01 | 90 | 14.01.01.90 |  | Other DCM
TOTAL 14.01.01
14 | 01 | 02 |  | 14.01.02 |  | Prepared Media in Tubes (Bacteriology)
14 | 01 | 02 | 01 | 14.01.02.01 |  | Media in Tubes (solid & liquid)
14 | 01 | 02 | 20 | 14.01.02.20 |  | Transport Media
14 | 01 | 02 | 21 | 14.01.02.21 |  | Sample transport for NA Testing
14 | 01 | 02 | 90 | 14.01.02.90 |  | Other Media in Tubes
TOTAL 14.01.02
14 | 01 | 03 |  | 14.01.03 |  | Prepared Media in Bottles (Bacteriology)
14 | 01 | 03 | 01 | 14.01.03.01 |  | All Media (Bottles)
TOTAL 14.01.03
14 | 01 | 04 |  | 14.01.04 |  | Prepared Media in Plates (Bacteriology)
14 | 01 | 04 | 01 | 14.01.04.01 |  | Non-Chromogenic media (Plates)
14 | 01 | 04 | 02 | 14.01.04.02 |  | Chromogenic ID Media (Plates)
14 | 01 | 04 | 03 | 14.01.04.03 |  | Susceptibility Test Media (Plates)
14 | 01 | 04 | 04 | 14.01.04.04 |  | Chromogenic Resistance Marker Media (Plates) - MRSA, VRE, ESBL ...
14 | 01 | 04 | 05 | 14.01.04.05 |  | Bi-Plates - including Non-Chromogenic & Chromogenic Media combination
14 | 01 | 04 | 90 | 14.01.04.90 |  | Other Prepared Media in Plates
TOTAL 14.01.04
14 | 01 | 07 |  | 14.01.07 |  | Urine Screening (Bacteriology)
14 | 01 | 07 | 01 | 14.01.07.01 |  | Urine Screening Reagents - Automated
14 | 01 | 07 | 02 | 14.01.07.02 |  | Urine Screening Manual - Strips, etc.
14 | 01 | 07 | 03 | 14.01.07.03 |  | Urine Screening Manual - Dipslides etc.
14 | 01 | 07 | 90 | 14.01.07.90 |  | Other Urine Screening (Bacteriology)
TOTAL 14.01.07
14 | 01 | 08 |  | 14.01.08 |  | Stains, Buffers (Bacteriology)
14 | 01 | 08 | 01 | 14.01.08.01 |  | Stains
14 | 01 | 08 | 02 | 14.01.08.02 |  | Buffers
14 | 01 | 08 | 90 | 14.01.08.90 |  | Other Buffers, Stains
TOTAL 14.01.08
14 | 01 | 09 |  | 14.01.09 |  | Environmental Generating Systems
14 | 01 | 09 | 01 | 14.01.09.01 |  | Gas generating kits
14 | 01 | 09 | 90 | 14.01.09.90 |  | Other Environmental Generating Systems
TOTAL 14.01.09
14 | 01 | 11 |  | 14.01.11 |  | Blood Culture - Manual & Automated
14 | 01 | 11 | 01 | 14.01.11.01 |  | Manual Blood Culture bottles
14 | 01 | 11 | 11 | 14.01.11.11 |  | Automated Blood Culture bottles
14 | 01 | 11 | 90 | 14.01.11.90 |  | Other Blood Culture - (Manual & Automated)
TOTAL 14.01.11
14 | 01 | 13 |  | 14.01.13 |  | Mycobacteria Culture - Manual & Automated
14 | 01 | 13 | 01 | 14.01.13.01 |  | Manuel Mycobacteria Media (Tubes & Bottles)
14 | 01 | 13 | 11 | 14.01.13.11 |  | Automated Mycobacteria Media (Bottles)
14 | 01 | 13 | 90 | 14.01.13.90 |  | Other Mycobacteria Culture - (Manual & Automated, eg drugs for AST, supplements)
TOTAL 14.01.13
TOTAL 14.01
14 | 02 |  |  | 14.02 |  | Bacteriology - Identification & Susceptibility Testing
14 | 02 | 01 |  | 14.02.01 |  | Biochemical Identification and Susceptibility Testing - Automated
14 | 02 | 01 | 01 | 14.02.01.01 |  | Gram Negative Automated ID
14 | 02 | 01 | 03 | 14.02.01.03 |  | Gram Positive Automated ID
14 | 02 | 01 | 05 | 14.02.01.05 |  | Anaerobes and other fastidious ID
14 | 02 | 01 | 07 | 14.02.01.07 |  | Gram Negative Automated Susceptibility Testing
14 | 02 | 01 | 08 | 14.02.01.08 |  | Gram Positive Automated Susceptibility Testing
14 | 02 | 01 | 09 | 14.02.01.09 |  | Combined Susceptibility & Identification Systems Gram Negatives Automated
14 | 02 | 01 | 10 | 14.02.01.10 |  | Combined Susceptibility & Identification Systems Gram Positives Automated
14 | 02 | 01 | 11 | 14.02.01.11 |  | Anaerobes and Fastidious Automated Suscept. Testing
14 | 02 | 01 | 90 | 14.02.01.90 |  | Other Automated Identification Testing (incl. consumables...)
14 | 02 | 01 | 91 | 14.02.01.91 |  | Other Automated Susceptibility Testing (incl consumables...)
TOTAL 14.02.01
14 | 02 | 02 |  | 14.02.02 |  | Biochemical Identification - Manual
14 | 02 | 02 | 01 | 14.02.02.01 |  | Gram Negative Manual ID
14 | 02 | 02 | 03 | 14.02.02.03 |  | Gram Positive Manual ID
14 | 02 | 02 | 06 | 14.02.02.06 |  | Other ID Kits Manual - Anaerobes, Fastidious
14 | 02 | 02 | 07 | 14.02.02.07 |  | Mycoplasma / Ureaplasma - (incl. combined ID-AST)
14 | 02 | 02 | 08 | 14.02.02.08 |  | Single Tests (discs, strips, droppers...)
14 | 02 | 02 | 90 | 14.02.02.90 |  | Other Manual Identification
TOTAL 14.02.02
14 | 02 | 03 |  | 14.02.03 |  | Immunological Culture Identification
14 | 02 | 03 | 02 | 14.02.03.02 |  | Streptococci Grouping Slide tests
14 | 02 | 03 | 03 | 14.02.03.03 |  | Staphylococci Slide tests
14 | 02 | 03 | 04 | 14.02.03.04 |  | Meningitis Slide tests
14 | 02 | 03 | 90 | 14.02.03.90 |  | Serotyping (E.coli, Salmonell, Shigella, etc)
14 | 02 | 03 | 91 | 14.02.03.91 |  | Other Immunological Identification
TOTAL 14.02.03
14 | 02 | 05 |  | 14.02.05 |  | Susceptibility Testing - Manual
14 | 02 | 05 | 01 | 14.02.05.01 |  | MIC Systems - Dilution methods (incl. E-Test like)
14 | 02 | 05 | 02 | 14.02.05.02 |  | Impregnated Disks, Multi-disks & Tablets
14 | 02 | 05 | 03 | 14.02.05.03 |  | Manual AST Galeries / Strips / Cassettes
14 | 02 | 05 | 04 | 14.02.05.04 |  | Targeted Resistance Tests - MRSA
14 | 02 | 05 | 05 | 14.02.05.05 |  | Targeted Resistance Tests - ESBL
14 | 02 | 05 | 06 | 14.02.05.06 |  | Targeted Resistance Tests - Carbapenemase
14 | 02 | 05 | 09 | 14.02.05.09 |  | Targeted Resistance Tests - Others
14 | 02 | 05 | 90 | 14.02.05.90 |  | Other Manual Susceptibility Testing
TOTAL 14.02.05
14 | 02 | 40 |  | 14.02.40 |  | Nucleic Acid Identification (Bacteriology)
14 | 02 | 40 | 01 | 14.02.40.01 |  | Nucleic Acid Identification - manual / automated bacteria spp / sspp
14 | 02 | 40 | 02 | 14.02.40.02 |  | Nucleic Acid Identification - manual / automated MRSA and/or MSSA
14 | 02 | 40 | 04 | 14.02.40.04 |  | Nucleic Acid Identification - manual / automated VRE
14 | 02 | 40 | 05 | 14.02.40.05 |  | Nucleic Acid Identification - manual / automated ESBL
14 | 02 | 40 | 06 | 14.02.40.06 |  | Nucleic Acid Identification - manual / automated Carbapenemase
14 | 02 | 40 | 07 | 14.02.40.07 |  | Nucleic Acid Identification - manual / automated AmpC
14 | 02 | 40 | 08 | 14.02.40.08 |  | Nucleic Acid Identification - manual / automated MRC-1
14 | 02 | 40 | 09 | 14.02.40.09 |  | Nucleic Acid Identification - manual / automated ESBL / Carbapenemase / AmpC / MRC combined (any combination)
14 | 02 | 40 | 10 | 14.02.40.10 |  | Nucleic Acid Identification - manual / automated other resistance markers
14 | 02 | 40 | 90 | 14.02.40.90 |  | Other Nucleic Acid Identification - manual / automated
TOTAL 14.02.40
TOTAL 14.02
14 | 03 |  |  | 14.03 |  | Mycology
14 | 03 | 01 |  | 14.03.01 |  | Dehydrated Culture Media (Mycology)
14 | 03 | 01 | 01 | 14.03.01.01 |  | DCM for Yeasts and Fungi
14 | 03 | 01 | 90 | 14.03.01.90 |  | Other DCM (Mycology)
TOTAL 14.03.01
14 | 03 | 02 |  | 14.03.02 |  | Prepared Media in Plates (Mycology)
14 | 03 | 02 | 01 | 14.03.02.01 |  | PPM for Yeasts and Fungi
14 | 03 | 02 | 02 | 14.03.02.02 |  | Chromogenic Media for Yeasts and Fungi
14 | 03 | 02 | 90 | 14.03.02.90 |  | Other Prepared Media in Plates
TOTAL 14.03.02
14 | 03 | 03 |  | 14.03.03 |  | Tubes and Bottled Media for Yeasts and Fungi
14 | 03 | 03 | 01 | 14.03.03.01 |  | Tubes for Yeasts and Fungi
14 | 03 | 03 | 02 | 14.03.03.02 |  | Dip Slides (Mycology)
14 | 03 | 03 | 03 | 14.03.03.03 |  | Bottled Media for Yeasts and Fungi
14 | 03 | 03 | 90 | 14.03.03.90 |  | Other Tubes Media for yeasts and Fungi
TOTAL 14.03.03
14 | 03 | 04 |  | 14.03.04 |  | Identification (Mycology)
14 | 03 | 04 | 01 | 14.03.04.01 |  | Identification Systems for Yeasts and Fungi- Manual
14 | 03 | 04 | 03 | 14.03.04.03 |  | Identification Systems for Yeasts and Fungi - Automated
14 | 03 | 04 | 40 | 14.03.04.40 |  | Identification Systems for Yeasts and Fungi - NA Reagents
14 | 03 | 04 | 90 | 14.03.04.90 |  | Other Identification Systems for Yeast and Fungi
TOTAL 14.03.04
14 | 03 | 05 |  | 14.03.05 |  | Serological Identification (Mycology)
14 | 03 | 05 | 01 | 14.03.05.01 |  | Serological Identification of Yeasts and Fungi
14 | 03 | 05 | 90 | 14.03.05.90 |  | Other Serological Identification Systems of Yeast and Fungi
TOTAL 14.03.05
14 | 03 | 06 |  | 14.03.06 |  | Susceptibility Testing (Mycology)
14 | 03 | 06 | 01 | 14.03.06.01 |  | Susceptibility Testing Systems for Yeasts and Fungi - Manual
14 | 03 | 06 | 02 | 14.03.06.02 |  | Susceptibility Testing Systems for Yeasts and Fungi - Automated
TOTAL 14.03.06
TOTAL 14.03
14 | 04 |  |  | 14.04 |  | Viral Culture
14 | 04 | 01 |  | 14.04.01 |  | Tissue Culture for Virology
14 | 04 | 01 | 01 | 14.04.01.01 |  | Cells for Tissue Culture
14 | 04 | 01 | 02 | 14.04.01.02 |  | Media for Tissue Culture
14 | 04 | 01 | 03 | 14.04.01.03 |  | Serum for Tissue Culture
14 | 04 | 01 | 04 | 14.04.01.04 |  | Other Tissue Culture Additives and Solutions
14 | 04 | 01 | 90 | 14.04.01.90 |  | Other Viral Culture Reagents
TOTAL 14.04
14 | 05 |  |  | 14.05 |  | Parasitology ( Microbiology )
14 | 05 | 01 |  | 14.05.01 |  | Parasitology Reagents
14 | 05 | 01 | 01 | 14.05.01.01 |  | Parasitology Extraction Reagents
14 | 05 | 01 | 02 | 14.05.01.02 |  | Parasitology Stains
14 | 05 | 01 | 90 | 14.05.01.90 |  | Other Parasitology Reagents
TOTAL 14.05.01
14 | 05 | 02 |  | 14.05.02 |  | Detection and Identification (Parasitology)
14 | 05 | 02 | 01 | 14.05.02.01 |  | Pneumocystis jirovecii (Pneumocystis carinii)
14 | 05 | 02 | 02 | 14.05.02.02 |  | Plasmodium falciparum
14 | 05 | 02 | 03 | 14.05.02.03 |  | Cryptosporidium
14 | 05 | 02 | 90 | 14.05.02.90 |  | Other Detection and Identification (Parasitology)
TOTAL 14.05.02
TOTAL 14.05
14 | 50 |  |  | 14.50 |  | Controls/Standards/Calibrators - Microbiology (Culture)
14 | 50 | 01 |  | 14.50.01 |  | Controls/Standards/Calibrators Microbiology
14 | 50 | 01 | 01 | 14.50.01.01 |  | QC Strains Bacteriology
14 | 50 | 01 | 90 | 14.50.01.90 |  | Other Controls/Standards/Calibrators, Microbiology
TOTAL 14.50
14 | 70 |  |  | 14.70 |  | Microbiology (Culture), Rapid Tests and Point of Care
14 | 70 | 01 |  | 14.70.01 |  | Microbiology RT & POC
14 | 70 | 01 | 90 | 14.70.01.90 |  | Other Microbiology RT & POC
TOTAL 14.70
14 | 90 |  |  | 14.90 |  | Other Microbiology (Culture)
14 | 90 | 90 |  | 14.90.90 |  | Other Microbiology
14 | 90 | 90 | 90 | 14.90.90.90 |  | Other Other Microbiology
TOTAL 14.90
TOTAL 14
15 |  |  |  | 15 |  | INFECTIOUS DISEASES
15 | 01 |  |  | 15.01 |  | Bacteriology (Infect. Immunology / NAT)
15 | 01 | 01 |  | 15.01.01 |  | Chlamydia
15 | 01 | 01 | 01 | 15.01.01.01 |  | Chlamydia trachomatis Antigen Detection
15 | 01 | 01 | 03 | 15.01.01.03 |  | Chlamydia trachomatis Antibody Assays Total
15 | 01 | 01 | 04 | 15.01.01.04 |  | Chlamydia trachomatis Antibody IgA
15 | 01 | 01 | 05 | 15.01.01.05 |  | Chlamydia trachomatis Antibody IgG
15 | 01 | 01 | 06 | 15.01.01.06 |  | Chlamydia trachomatis Antibody IgM
15 | 01 | 01 | 11 | 15.01.01.11 |  | Chlamydia pneumoniae Antigen Detection
15 | 01 | 01 | 13 | 15.01.01.13 |  | Chlamydia pneumoniae Antibody Assays Total
15 | 01 | 01 | 14 | 15.01.01.14 |  | Chlamydia pneumoniae Antibody IgA
15 | 01 | 01 | 15 | 15.01.01.15 |  | Chlamydia pneumonaie Antibody IgG
15 | 01 | 01 | 16 | 15.01.01.16 |  | Chlamydia pneumoniae Antibody IgM
15 | 01 | 01 | 40 | 15.01.01.40 | cr | Chlamydia trachomatis detection by NA Reagents CT Multiparameters Combination NA Reagents => 15.30.04.41
15 | 01 | 01 | 41 | 15.01.01.41 |  | Chlamydia pneumoniae detection by NA Reagents
15 | 01 | 01 | 90 | 15.01.01.90 |  | Other Chlamydia Reagents
TOTAL 15.01.01
15 | 01 | 02 |  | 15.01.02 |  | Gonococci (Neisseria gonorrhoeae)
15 | 01 | 02 | 01 | 15.01.02.01 |  | Gonococcal Antigen Detection
15 | 01 | 02 | 03 | 15.01.02.03 |  | Gonococcal Antibody Assays Total
15 | 01 | 02 | 40 | 15.01.02.40 | cr | Gonococcal detection by NA Reagents Gonococcal Multiparameters Combination NA Reagents => 15.30.04.41
15 | 01 | 02 | 90 | 15.01.02.90 |  | Other Gonococci Reagents
TOTAL 15.01.02
15 | 01 | 03 |  | 15.01.03 |  | Syphilis (Treponema pallidum)
15 | 01 | 03 | 01 | 15.01.03.01 |  | Syphilis Antigen Detection
15 | 01 | 03 | 03 | 15.01.03.03 |  | Syphilis Antibody Assays Total
15 | 01 | 03 | 05 | 15.01.03.05 |  | Syphilis Antibody IgG
15 | 01 | 03 | 06 | 15.01.03.06 |  | Syphilis Antibody IgM
15 | 01 | 03 | 40 | 15.01.03.40 |  | Syphilis detection by NA Reagents
15 | 01 | 03 | 90 | 15.01.03.90 |  | Other Syphilis Reagents
TOTAL 15.01.03
15 | 01 | 04 |  | 15.01.04 |  | Helicobacter pylori
15 | 01 | 04 | 01 | 15.01.04.01 |  | H. pylori Antigen Detection
15 | 01 | 04 | 03 | 15.01.04.03 |  | H. pylori Antibody Assays
15 | 01 | 04 | 40 | 15.01.04.40 |  | H. pylori Detection by NA Reagents
15 | 01 | 04 | 90 | 15.01.04.90 |  | Other H. pylori Reagents
TOTAL 15.01.04
15 | 01 | 05 |  | 15.01.05 |  | Legionella
15 | 01 | 05 | 01 | 15.01.05.01 |  | Legionella Antigen Detection
15 | 01 | 05 | 03 | 15.01.05.03 |  | Legionella Antibody Assays
15 | 01 | 05 | 40 | 15.01.05.40 |  | Legionella Detection by NA Reagents
15 | 01 | 05 | 90 | 15.01.05.90 |  | Other Legionella Reagents
TOTAL 15.01.05
15 | 01 | 06 |  | 15.01.06 |  | Lyme Borreliosis
15 | 01 | 06 | 01 | 15.01.06.01 |  | Lyme Antigen Detection
15 | 01 | 06 | 03 | 15.01.06.03 |  | Lyme Antibody Total
15 | 01 | 06 | 05 | 15.01.06.05 |  | Lyme Antibody IgG
15 | 01 | 06 | 06 | 15.01.06.06 |  | Lyme Antibody IgM
15 | 01 | 06 | 40 | 15.01.06.40 |  | Lyme Detection by NA Reagents
15 | 01 | 06 | 90 | 15.01.06.90 |  | Other Lyme Borreliosis Reagents
TOTAL 15.01.06
15 | 01 | 07 |  | 15.01.07 |  | Mycobacteria genus + species
15 | 01 | 07 | 01 | 15.01.07.01 |  | Mycobacteria Antigen Detection
15 | 01 | 07 | 03 | 15.01.07.03 |  | Mycobacteria Antibody Assays
15 | 01 | 07 | 10 | 15.01.07.10 |  | TB-IGRA (Interferon-‐Gamma-‐Release Assay)
15 | 01 | 07 | 40 | 15.01.07.40 |  | Mycobacteria Detection by NA Reagents
15 | 01 | 07 | 90 | 15.01.07.90 |  | Other Mycobacteria Reagents
TOTAL 15.01.07
15 | 01 | 08 |  | 15.01.08 |  | Mycoplasma
15 | 01 | 08 | 01 | 15.01.08.01 |  | Mycoplasma Antigen Detection
15 | 01 | 08 | 03 | 15.01.08.03 |  | Mycoplasma Antibody Assays
15 | 01 | 08 | 40 | 15.01.08.40 |  | Urogenital Ureaplasma & Mycoplasma Detection by NA Reagents
15 | 01 | 08 | 41 | 15.01.08.41 |  | Mycoplasma pneumoniae Detection by NA Reagents
15 | 01 | 08 | 90 | 15.01.08.90 |  | Other Mycoplasma Reagents
TOTAL 15.01.08
15 | 01 | 09 |  | 15.01.09 |  | Pseudomonas aeruginosa
15 | 01 | 09 | 03 | 15.01.09.03 |  | Pseudomonas aeruginosa Antibody IgG
15 | 01 | 09 | 40 | 15.01.09.40 |  | Pseudomonas Detection by NA Reagents
15 | 01 | 09 | 90 | 15.01.09.90 |  | Other Pseudomonas aeruginosa Reagents
TOTAL 15.01.09
15 | 01 | 10 |  | 15.01.10 |  | Salmonella
15 | 01 | 10 | 01 | 15.01.10.01 |  | Salmonella Antigen Detection
15 | 01 | 10 | 03 | 15.01.10.03 |  | Salmonella Antibody Assays
15 | 01 | 10 | 40 | 15.01.10.40 |  | Salmonella Detection by NA Reagents
15 | 01 | 10 | 90 | 15.01.10.90 |  | Other Salmonella Reagents
TOTAL 15.01.10
15 | 01 | 11 |  | 15.01.11 |  | Streptococci
15 | 01 | 11 | 01 | 15.01.11.01 |  | Streptococcal Direct Antigen Detection
15 | 01 | 11 | 40 | 15.01.11.40 | cr | Streptococcal Detection by NA Reagents NA Identification (Bacteriology) - VRE => 14.02.40.04
15 | 01 | 11 | 41 | 15.01.11.41 | cr | Strep. A Detection by NA Reagents NA Identification (Bacteriology) - VRE => 14.02.40.04
15 | 01 | 11 | 42 | 15.01.11.42 | cr | Strep. B Detection by NA Reagents NA Identification (Bacteriology) - VRE => 14.02.40.04
15 | 01 | 11 | 43 | 15.01.11.43 |  | Strep. pneumoniae Detection by NA Reagents
15 | 01 | 11 | 90 | 15.01.11.90 |  | Other Streptococcal Reagents
TOTAL 15.01.11
15 | 01 | 12 |  | 15.01.12 |  | Staphylococci
15 | 01 | 12 | 01 | 15.01.12.01 |  | Staphylococcal Direct Antigen Detection
15 | 01 | 12 | 11 | 15.01.12.11 |  | Staphylotoxin
15 | 01 | 12 | 40 | 15.01.12.40 | cr | Staphylococcal detection By NA Reagents NA Identification (Bacteriology) - MRSA => 14.02.40.02
15 | 01 | 12 | 90 | 15.01.12.90 |  | Other Staphylococci Reagents
TOTAL 15.01.12
15 | 01 | 13 |  | 15.01.13 |  | Listeria
15 | 01 | 13 | 01 | 15.01.13.01 |  | Listeria Antigen Detection
15 | 01 | 13 | 03 | 15.01.13.03 |  | Listeria Antibody Assays
15 | 01 | 13 | 11 | 15.01.13.11 |  | Listeria monocytogenes direct Antigen detection
15 | 01 | 13 | 13 | 15.01.13.13 |  | Listeria monocytogenes Antibody assays
15 | 01 | 13 | 40 | 15.01.13.40 |  | Listeria Detection by NA Reagents
15 | 01 | 13 | 90 | 15.01.13.90 |  | Other Listeria Reagents
TOTAL 15.01.13
15 | 01 | 14 |  | 15.01.14 |  | Campylobacter
15 | 01 | 14 | 01 | 15.01.14.01 |  | Campylobacter Direct Antigen Detection
15 | 01 | 14 | 40 | 15.01.14.40 |  | Campylobacter Detection by NA Reagents
15 | 01 | 14 | 90 | 15.01.14.90 |  | Other Campylobacter Reagents
TOTAL 15.01.14
15 | 01 | 15 |  | 15.01.15 |  | Escherichia Coli
15 | 01 | 15 | 01 | 15.01.15.01 |  | E. coli Direct Antigen Detection
15 | 01 | 15 | 02 | 15.01.15.02 |  | E. coli toxin
15 | 01 | 15 | 40 | 15.01.15.40 |  | E. coli Detection by NA Reagents
15 | 01 | 15 | 90 | 15.01.15.90 |  | Other E. coli Reagents
TOTAL 15.01.15
15 | 01 | 16 |  | 15.01.16 |  | Clostridium difficile
15 | 01 | 16 | 01 | 15.01.16.01 |  | C.difficile GDH detection
15 | 01 | 16 | 02 | 15.01.16.02 |  | C.difficile Toxin A/B detection
15 | 01 | 16 | 03 | 15.01.16.03 |  | C.difficile GDH and toxin A/B combined detection
15 | 01 | 16 | 40 | 15.01.16.40 |  | C.difficile by NA Reagents
15 | 01 | 16 | 90 | 15.01.16.90 |  | Other C.difficile Reagents
TOTAL 15.01.16
15 | 01 | 40 |  | 15.01.40 |  | Other Bacteriology - NA Reagents
15 | 01 | 40 | 01 | 15.01.40.01 |  | Brucella - NA Reagents
15 | 01 | 40 | 03 | 15.01.40.03 |  | Coxiella burnetii (Q fever) - NA Reagents
15 | 01 | 40 | 04 | 15.01.40.04 |  | Leptospira - NA Reagents
15 | 01 | 40 | 05 | 15.01.40.05 |  | Rickettsia - NA Reagents
15 | 01 | 40 | 06 | 15.01.40.06 |  | Yersinia - NA Reagents
15 | 01 | 40 | 07 | 15.01.40.07 |  | Bordetella pertussis / parapertussis - NA Reagents
15 | 01 | 40 | 08 | 15.01.40.08 |  | Diphteria (Corynebacterium D.) - NA Reagents
15 | 01 | 40 | 09 | 15.01.40.09 |  | Tetanus (Clostridium T.) - NA Reagents
15 | 01 | 40 | 10 | 15.01.40.10 |  | Haemophilus influenzae - NA Reagents
15 | 01 | 40 | 11 | 15.01.40.11 |  | Neisseria meningitidis - NA Reagents
15 | 01 | 40 | 12 | 15.01.40.12 |  | Proteus - NA Reagents
15 | 01 | 40 | 13 | 15.01.40.13 |  | Pseudomonas - NA Reagents (for Pseudomonas Aeruginosa see 15.01.09.40)
15 | 01 | 40 | 14 | 15.01.40.14 |  | Shigella - NA Reagents
15 | 01 | 40 | 90 | 15.01.40.90 |  | Other Other Bacteriology - NA Reagents
TOTAL 15.01.40
15 | 01 | 90 |  | 15.01.90 |  | Other Bacteriology Immunoassays
15 | 01 | 90 | 01 | 15.01.90.01 |  | Brucella
15 | 01 | 90 | 03 | 15.01.90.03 |  | Coxiella burnetii (Q fever)
15 | 01 | 90 | 04 | 15.01.90.04 |  | Leptospira
15 | 01 | 90 | 05 | 15.01.90.05 |  | Rickettsia
15 | 01 | 90 | 06 | 15.01.90.06 |  | Yersinia
15 | 01 | 90 | 07 | 15.01.90.07 |  | Bordetella pertussis / parapertussis
15 | 01 | 90 | 08 | 15.01.90.08 |  | Diphteria (Corynebacterium D.)
15 | 01 | 90 | 09 | 15.01.90.09 |  | Tetanus (Clostridium T.)
15 | 01 | 90 | 10 | 15.01.90.10 |  | Haemophilus influenzae
15 | 01 | 90 | 11 | 15.01.90.11 |  | Neisseria meningitidis
15 | 01 | 90 | 12 | 15.01.90.12 |  | Proteus
15 | 01 | 90 | 13 | 15.01.90.13 |  | Pseudomonas (for Pseudomonas Aeruginosa see 15.01.09)
15 | 01 | 90 | 14 | 15.01.90.14 |  | Shigella
15 | 01 | 90 | 90 | 15.01.90.90 |  | Other Other Bacteriology Immunoassay
TOTAL 15.01.90
TOTAL 15.01
15 | 02 |  |  | 15.02 |  | Hepatitis Viruses (Infect. Immunology / NAT)
15 | 02 | 01 |  | 15.02.01 |  | Hepatitis A Virus
15 | 02 | 01 | 02 | 15.02.01.02 |  | HAV Antigen Confirmatory
15 | 02 | 01 | 04 | 15.02.01.04 |  | HAV Antibody (Total)
15 | 02 | 01 | 05 | 15.02.01.05 |  | HAV Antibody IgG
15 | 02 | 01 | 06 | 15.02.01.06 |  | HAV Antibody IgM
15 | 02 | 01 | 40 | 15.02.01.40 |  | Hepatitis A Virus - NA Reagents
15 | 02 | 01 | 90 | 15.02.01.90 |  | Other HAV Reagents
TOTAL 15.02.01
15 | 02 | 02 |  | 15.02.02 |  | Hepatitis B Virus
15 | 02 | 02 | 01 | 15.02.02.01 |  | Hepatitis B Surface Antigen | HBsAg
15 | 02 | 02 | 02 | 15.02.02.02 |  | Hepatitis B Surface Antigen - Confirmatory
15 | 02 | 02 | 03 | 15.02.02.03 |  | Hepatitis B Surface Antigen - Quantitative
15 | 02 | 02 | 04 | 15.02.02.04 |  | Hepatitis B Surface Antibody (Total) | Anti-HBs
15 | 02 | 02 | 05 | 15.02.02.05 |  | Hepatitis B Surface Antibody IgG
15 | 02 | 02 | 06 | 15.02.02.06 |  | Hepatitis B Surface Antibody IgM
15 | 02 | 02 | 11 | 15.02.02.11 |  | Hepatitis B Core Antigen | HBcAg
15 | 02 | 02 | 12 | 15.02.02.12 |  | Hepatitis B Core Antigen - Confirmatory
15 | 02 | 02 | 14 | 15.02.02.14 |  | Hepatitis B Core Antibody (Total) | Anti-HBc
15 | 02 | 02 | 15 | 15.02.02.15 |  | Hepatitis B Core Antibody IgG
15 | 02 | 02 | 16 | 15.02.02.16 |  | Hepatitis B Core Antibody IgM
15 | 02 | 02 | 21 | 15.02.02.21 |  | Hepatitis Be Antigen | HBeAg
15 | 02 | 02 | 22 | 15.02.02.22 |  | Hepatitis Be Antigen - Confirmatory
15 | 02 | 02 | 24 | 15.02.02.24 |  | Hepatitis Be Antibody (Total) | Anti-HBe
15 | 02 | 02 | 25 | 15.02.02.25 |  | Hepatitis Be Antibody IgG
15 | 02 | 02 | 26 | 15.02.02.26 |  | Hepatitis Be Antibody IgM
15 | 02 | 02 | 40 | 15.02.02.40 |  | Hepatitis B Virus - NA Reagents
15 | 02 | 02 | 41 | 15.02.02.41 |  | Hepatitis B Virus - Genotyping - NA Reagents
15 | 02 | 02 | 90 | 15.02.02.90 |  | Other HBV Reagents
TOTAL 15.02.02
15 | 02 | 03 |  | 15.02.03 |  | Hepatitis C Virus
15 | 02 | 03 | 01 | 15.02.03.01 |  | HCV Antigen
15 | 02 | 03 | 02 | 15.02.03.02 |  | HCV Antigen - Confirmatory
15 | 02 | 03 | 04 | 15.02.03.04 |  | HCV Antibody (Total)
15 | 02 | 03 | 05 | 15.02.03.05 |  | HCV Antibody IgG
15 | 02 | 03 | 06 | 15.02.03.06 |  | HCV Antibody IgM
15 | 02 | 03 | 07 | 15.02.03.07 |  | HCV Antibody - Confirmatory
15 | 02 | 03 | 09 | 15.02.03.09 |  | HCV Ag/Ab Combo Test
15 | 02 | 03 | 40 | 15.02.03.40 |  | Hepatitis C Virus - NA Reagents
15 | 02 | 03 | 41 | 15.02.03.41 |  | Hepatitis C Virus Genotyping - NA Reagents
15 | 02 | 03 | 90 | 15.02.03.90 |  | Other HCV Reagents
TOTAL 15.02.03
15 | 02 | 04 |  | 15.02.04 |  | Hepatitis Delta Virus
15 | 02 | 04 | 01 | 15.02.04.01 |  | Hepatitis Delta Antigen
15 | 02 | 04 | 02 | 15.02.04.02 |  | Hepatitis Delta Antigen - Confirmatory
15 | 02 | 04 | 04 | 15.02.04.04 |  | Hepatitis Delta Antibody (Total)
15 | 02 | 04 | 05 | 15.02.04.05 |  | Hepatitis Delta Antibody IgG
15 | 02 | 04 | 06 | 15.02.04.06 |  | Hepatitis Delta Antibody IgM
15 | 02 | 04 | 40 | 15.02.04.40 |  | Hepatitis Delta Virus - NA Reagents
15 | 02 | 04 | 90 | 15.02.04.90 |  | Other HDV Reagents
TOTAL 15.02.04
15 | 02 | 05 |  | 15.02.05 |  | Hepatitis E Virus
15 | 02 | 05 | 01 | 15.02.05.01 |  | HEV Antigen
15 | 02 | 05 | 02 | 15.02.05.02 |  | HEV Antigen - Confirmatory
15 | 02 | 05 | 04 | 15.02.05.04 |  | HEV Antibody (Total)
15 | 02 | 05 | 05 | 15.02.05.05 |  | HEV Antibody IgG
15 | 02 | 05 | 06 | 15.02.05.06 |  | HEV Antibody IgM
15 | 02 | 05 | 07 | 15.02.05.07 |  | HEV Antibody - Confirmatory
15 | 02 | 05 | 40 | 15.02.05.40 |  | Hepatitis E Virus - NA Reagents
15 | 02 | 05 | 90 | 15.02.05.90 |  | Other HEV Reagents
TOTAL 15.02.05
15 | 02 | 07 |  | 15.02.07 |  | Hepatitis G Virus
15 | 02 | 07 | 01 | 15.02.07.01 |  | HGV Antigen
15 | 02 | 07 | 02 | 15.02.07.02 |  | HGV Antigen - Confirmatory
15 | 02 | 07 | 04 | 15.02.07.04 |  | HGV Antibody (Total)
15 | 02 | 07 | 05 | 15.02.07.05 |  | HGV Antibody IgG
15 | 02 | 07 | 06 | 15.02.07.06 |  | HGV Antibody IgM
15 | 02 | 07 | 40 | 15.02.07.40 |  | Hepatitis G Virus - NA Reagents
15 | 02 | 07 | 90 | 15.02.07.90 |  | Other HGV Reagents
TOTAL 15.02.07
15 | 02 | 24 |  | 15.02.24 |  | Hepatitis X Virus
15 | 02 | 24 | 01 | 15.02.24.01 |  | HXV Antigen
15 | 02 | 24 | 02 | 15.02.24.02 |  | HXV Antigen - Confirmatory
15 | 02 | 24 | 04 | 15.02.24.04 |  | HXV Antibody (Total)
15 | 02 | 24 | 05 | 15.02.24.05 |  | HXV Antibody IgG
15 | 02 | 24 | 06 | 15.02.24.06 |  | HXV Antibody IgM
15 | 02 | 24 | 40 | 15.02.24.40 |  | Hepatitis X Virus - NA Reagents
15 | 02 | 24 | 90 | 15.02.24.90 |  | Other HXV Reagents
TOTAL 15.02.24
15 | 02 | 90 |  | 15.02.90 |  | Other Hepatitis Viruses
15 | 02 | 90 | 90 | 15.02.90.90 |  | Other Hepatitis Viruses Reagents
TOTAL 15.02.90
TOTAL 15.02
15 | 03 |  |  | 15.03 |  | Retroviruses (Infect. Immunology / NAT)
15 | 03 | 01 |  | 15.03.01 |  | HIV 1
15 | 03 | 01 | 01 | 15.03.01.01 |  | HIV 1 Antigen
15 | 03 | 01 | 02 | 15.03.01.02 |  | HIV 1 Antigen - Confirmatory
15 | 03 | 01 | 04 | 15.03.01.04 |  | HIV 1 Antibody (Total)
15 | 03 | 01 | 05 | 15.03.01.05 |  | HIV 1 Antibody IgG
15 | 03 | 01 | 06 | 15.03.01.06 |  | HIV 1 Antibody IgM
15 | 03 | 01 | 07 | 15.03.01.07 |  | HIV 1 Antibody - Confirmatory
15 | 03 | 01 | 40 | 15.03.01.40 |  | HIV 1 - NA Reagents
15 | 03 | 01 | 41 | 15.03.01.41 |  | HIV 1 Genotyping - NA Reagents
15 | 03 | 01 | 90 | 15.03.01.90 |  | Other HIV 1 Reagents
TOTAL 15.03.01
15 | 03 | 02 |  | 15.03.02 |  | HIV 2
15 | 03 | 02 | 01 | 15.03.02.01 |  | HIV 2 Antigen
15 | 03 | 02 | 04 | 15.03.02.04 |  | HIV 2 Antibody
15 | 03 | 02 | 07 | 15.03.02.07 |  | HIV 2 Antibody - Confirmatory
15 | 03 | 02 | 40 | 15.03.02.40 |  | HIV 2 - NA Reagents
15 | 03 | 02 | 41 | 15.03.02.41 |  | HIV 2 Genotyping - NA Reagents
15 | 03 | 02 | 90 | 15.03.02.90 |  | Other HIV 2 Reagents
TOTAL 15.03.02
15 | 03 | 10 |  | 15.03.10 |  | HIV P24
15 | 03 | 10 | 01 | 15.03.10.01 |  | HIV P24 Antigen
15 | 03 | 10 | 04 | 15.03.10.04 |  | HIV P24 Antibody
15 | 03 | 10 | 40 | 15.03.10.40 |  | HIV P24 - NA Reagents
15 | 03 | 10 | 90 | 15.03.10.90 |  | Other HIV P24 Reagents
TOTAL 15.03.10
15 | 03 | 20 |  | 15.03.20 |  | HIV - Multiple ( 1 / 2 )
15 | 03 | 20 | 01 | 15.03.20.01 |  | HIV Multiple Antigen
15 | 03 | 20 | 04 | 15.03.20.04 |  | HIV Multiple Antibody
15 | 03 | 20 | 07 | 15.03.20.07 |  | HIV Multiple Antibody - Confirmatory
15 | 03 | 20 | 09 | 15.03.20.09 |  | HIV Multiple Ag/Ab Combi Test
15 | 03 | 20 | 40 | 15.03.20.40 |  | HIV Multiple - NA Reagents
15 | 03 | 20 | 90 | 15.03.20.90 |  | Other HIV Multiple (1/2) Reagents
TOTAL 15.03.20
15 | 03 | 30 |  | 15.03.30 |  | HTLV I
15 | 03 | 30 | 01 | 15.03.30.01 |  | HTLV I Antigen
15 | 03 | 30 | 04 | 15.03.30.04 |  | HTLV I Antibody
15 | 03 | 30 | 07 | 15.03.30.07 |  | HTLV I Antibody - Confirmatory
15 | 03 | 30 | 40 | 15.03.30.40 |  | HTLV I - NA Reagents
15 | 03 | 30 | 90 | 15.03.30.90 |  | Other HTLV I Reagents
TOTAL 15.03.30
15 | 03 | 31 |  | 15.03.31 |  | HTLV II
15 | 03 | 31 | 01 | 15.03.31.01 |  | HTLV II Antigen
15 | 03 | 31 | 04 | 15.03.31.04 |  | HTLV II Antibody
15 | 03 | 31 | 07 | 15.03.31.07 |  | HTLV II Antibody - Confirmatory
15 | 03 | 31 | 40 | 15.03.31.40 |  | HTLV II - NA Reagents
15 | 03 | 31 | 90 | 15.03.31.90 |  | Other HTLV II Reagents
TOTAL 15.03.31
15 | 03 | 32 |  | 15.03.32 |  | HTLV Multiple
15 | 03 | 32 | 01 | 15.03.32.01 |  | HTLV Multiple Antigen
15 | 03 | 32 | 04 | 15.03.32.04 |  | HTLV Multiple Antibody
15 | 03 | 32 | 07 | 15.03.32.07 |  | HTLV Multiple Antibody - Confirmatory
15 | 03 | 32 | 40 | 15.03.32.40 |  | HTLV Multiple - NA Reagents
15 | 03 | 32 | 90 | 15.03.32.90 |  | Other HTLV Multiple Reagents
TOTAL 15.03.40
15 | 04 |  |  | 15.04 |  | Other Virology (Infect. Immunology / NAT)
15 | 04 | 01 |  | 15.04.01 |  | Rubella Virus
15 | 04 | 01 | 04 | 15.04.01.04 |  | Rubella Virus Antibodies - Total
15 | 04 | 01 | 05 | 15.04.01.05 |  | Rubella Virus IgG
15 | 04 | 01 | 06 | 15.04.01.06 |  | Rubella Virus IgM
15 | 04 | 01 | 40 | 15.04.01.40 |  | Rubella - NA Reagents
15 | 04 | 01 | 90 | 15.04.01.90 |  | Other Rubella Virus Reagents
TOTAL 15.04.01
15 | 04 | 02 |  | 15.04.02 |  | Cytomegalovirus | CMV
15 | 04 | 02 | 01 | 15.04.02.01 |  | CMV Antigen
15 | 04 | 02 | 04 | 15.04.02.04 |  | CMV Antibodies - Total
15 | 04 | 02 | 05 | 15.04.02.05 |  | CMV IgG
15 | 04 | 02 | 06 | 15.04.02.06 |  | CMV IgM
15 | 04 | 02 | 07 | 15.04.02.07 |  | CMV IgG - Avidity
15 | 04 | 02 | 40 | 15.04.02.40 |  | CMV - NA Reagents
15 | 04 | 02 | 90 | 15.04.02.90 |  | Other CMV Reagents
TOTAL 15.04.02
15 | 04 | 03 |  | 15.04.03 |  | Herpes Simplex Virus | HSV
15 | 04 | 03 | 01 | 15.04.03.01 |  | HSV Antigen
15 | 04 | 03 | 04 | 15.04.03.04 |  | HSV 1+2 Antibodies - Total
15 | 04 | 03 | 05 | 15.04.03.05 |  | HSV 1+2 IgG
15 | 04 | 03 | 06 | 15.04.03.06 |  | HSV 1+2 IgM
15 | 04 | 03 | 07 | 15.04.03.07 |  | HSV 1 Antibodies - Total
15 | 04 | 03 | 08 | 15.04.03.08 |  | HSV 1 IgG
15 | 04 | 03 | 09 | 15.04.03.09 |  | HSV 1 IgM
15 | 04 | 03 | 10 | 15.04.03.10 |  | HSV 2 Antibodies - Total
15 | 04 | 03 | 11 | 15.04.03.11 |  | HSV 2 IgG
15 | 04 | 03 | 12 | 15.04.03.12 |  | HSV 2 IgM
15 | 04 | 03 | 40 | 15.04.03.40 |  | HSV - NA Reagents
15 | 04 | 03 | 90 | 15.04.03.90 |  | Other HSV Reagents
TOTAL 15.04.03
15 | 04 | 04 |  | 15.04.04 |  | Epstein Barr Virus | EBV
15 | 04 | 04 | 04 | 15.04.04.04 |  | EBV Antibodies - Total
15 | 04 | 04 | 05 | 15.04.04.05 |  | EBV IgG - Total
15 | 04 | 04 | 06 | 15.04.04.06 |  | EBV IgM - Total
15 | 04 | 04 | 07 | 15.04.04.07 |  | EBV VCA IgM
15 | 04 | 04 | 08 | 15.04.04.08 |  | EBV VCA IgG
15 | 04 | 04 | 09 | 15.04.04.09 |  | EBV EBNA IgG
15 | 04 | 04 | 10 | 15.04.04.10 |  | EBV EA IgM
15 | 04 | 04 | 11 | 15.04.04.11 |  | EBV EA IgG
15 | 04 | 04 | 12 | 15.04.04.12 |  | EBV Antibodies Others
15 | 04 | 04 | 40 | 15.04.04.40 |  | EBV - NA Reagents
15 | 04 | 04 | 90 | 15.04.04.90 |  | Other EBV Reagents
TOTAL 15.04.04
15 | 04 | 05 |  | 15.04.05 |  | Measles Virus
15 | 04 | 05 | 04 | 15.04.05.04 |  | Measles Virus Antibodies - Total
15 | 04 | 05 | 05 | 15.04.05.05 |  | Measles Virus IgG
15 | 04 | 05 | 06 | 15.04.05.06 |  | Measles Virus IgM
15 | 04 | 05 | 40 | 15.04.05.40 |  | Measles - NA Reagents
15 | 04 | 05 | 90 | 15.04.05.90 |  | Other Measles Virus Reagents
TOTAL 15.04.05
15 | 04 | 06 |  | 15.04.06 |  | Mumps / Parotitis Virus
15 | 04 | 06 | 04 | 15.04.06.04 |  | Mumps / Parotitis Virus Antibodies - Total
15 | 04 | 06 | 05 | 15.04.06.05 |  | Mumps / Parotitis Virus IgG
15 | 04 | 06 | 06 | 15.04.06.06 |  | Mumps / Parotitis Virus IgM
15 | 04 | 06 | 40 | 15.04.06.40 |  | Mumps / Parotitis - NA Reagents
15 | 04 | 06 | 90 | 15.04.06.90 |  | Other Mumps / Parotitis Virus Reagents
TOTAL 15.04.06
15 | 04 | 07 |  | 15.04.07 |  | Varicella Zoster Virus | VZV
15 | 04 | 07 | 04 | 15.04.07.04 |  | Varicella Zoster Virus Antibodies - Total
15 | 04 | 07 | 05 | 15.04.07.05 |  | Varicella Zoster Virus IgG
15 | 04 | 07 | 06 | 15.04.07.06 |  | Varicella Zoster Virus IgM
15 | 04 | 07 | 40 | 15.04.07.40 |  | Varicella Zoster - NA Reagents
15 | 04 | 07 | 90 | 15.04.07.90 |  | Other Varicella Zoster Virus Reagents
TOTAL 15.04.07
15 | 04 | 08 |  | 15.04.08 |  | Human Papilloma Virus | HPV
15 | 04 | 08 | 09 | 15.04.08.09 |  | HPV Antigen / Antibodies
15 | 04 | 08 | 40 | 15.04.08.40 |  | Screening High-Risk HPV - NA Reagents
15 | 04 | 08 | 41 | 15.04.08.41 |  | Partial Genotyping High-Risk HPV - NA reagents
15 | 04 | 08 | 42 | 15.04.08.42 |  | Full Geotypig High-Risk + Low-Risk HPV - NA reagents
15 | 04 | 08 | 43 | 15.04.08.43 |  | Other HPV - NA Reagents
15 | 04 | 08 | 90 | 15.04.08.90 |  | Other HPV Reagents
TOTAL 15.04.08
15 | 04 | 09 |  | 15.04.09 |  | Coronavirus
15 | 04 | 09 | 01 | 15.04.09.01 |  | Coronavirus Ag
15 | 04 | 09 | 04 | 15.04.09.04 |  | Coronavirus Antibodies - Total
15 | 04 | 09 | 05 | 15.04.09.05 |  | Coronavirus IgG
15 | 04 | 09 | 06 | 15.04.09.06 |  | Coronavirus IgM
15 | 04 | 09 | 07 | 15.04.09.07 |  | Coronavirus IgA
15 | 04 | 09 | 40 | 15.04.09.40 |  | Coronavirus - NA Reagents
15 | 04 | 09 | 90 | 15.04.09.90 |  | Other Coronavirus Reagents
TOTAL 15.04.09
15 | 04 | 40 |  | 15.04.40 |  | Other Virology - NA Reagents
15 | 04 | 40 | 01 | 15.04.40.01 |  | Adenovirus - NA Reagents
15 | 04 | 40 | 02 | 15.04.40.02 |  | Enterovirus - NA Reagents
15 | 04 | 40 | 04 | 15.04.40.04 |  | Influenza & Para Influenza - NA Reagents
15 | 04 | 40 | 05 | 15.04.40.05 |  | Respiratory Syncytial Virus (RSV) - NA Reagents | RSV
15 | 04 | 40 | 06 | 15.04.40.06 |  | Rotavirus - NA Reagents
15 | 04 | 40 | 09 | 15.04.40.09 |  | Parvovirus B 19 - NA Reagents
15 | 04 | 40 | 11 | 15.04.40.11 |  | Dengue Virus - NA Reagents
15 | 04 | 40 | 12 | 15.04.40.12 |  | FSME Virus - NA Reagents | FSME
15 | 04 | 40 | 13 | 15.04.40.13 |  | LCM Virus - NA Reagents | LCM
15 | 04 | 40 | 14 | 15.04.40.14 |  | Hantavirus / Bunyavirus - NA Reagents
15 | 04 | 40 | 15 | 15.04.40.15 |  | Avian Influenza - NA Reagents
15 | 04 | 40 | 16 | 15.04.40.16 |  | Norovirus - NA Reagents
15 | 04 | 40 | 17 | 15.04.40.17 |  | Human Metapneumovirus - NA Reagents | hMPV
15 | 04 | 40 | 18 | 15.04.40.18 |  | Bocavirus - NA Reagents
15 | 04 | 40 | 20 | 15.04.40.20 |  | Rhinovirus - NA Reagents
15 | 04 | 40 | 21 | 15.04.40.21 |  | Parechovirus - NA Reagents | HPeV
15 | 04 | 40 | 22 | 15.04.40.22 |  | BK virus - NA Reagents | BK
15 | 04 | 40 | 23 | 15.04.40.23 |  | JC virus - NA Reagents | JC
15 | 04 | 40 | 24 | 15.04.40.24 |  | HHV-6,7,8 - NA Reagents | HHV
15 | 04 | 40 | 25 | 15.04.40.25 |  | Chikungunya Virus - NA Reagents
15 | 04 | 40 | 26 | 15.04.40.26 |  | West Nile Virus - NA Reagent
15 | 04 | 40 | 27 | 15.04.40.27 |  | Ebola (Filovirus) - NA Reagents
15 | 04 | 40 | 28 | 15.04.40.28 |  | Crimean–Congo hemorrhagic fever (CCHF) - NA Reagents | CCHF
15 | 04 | 40 | 29 | 15.04.40.29 |  | Astrovirus - NA Reagents
15 | 04 | 40 | 30 | 15.04.40.30 |  | Zika Virus - NA Reagents | ZIKV
15 | 04 | 40 | 31 | 15.04.40.31 |  | Mpox - NA Reagent | mpox
15 | 04 | 40 | 90 | 15.04.40.90 |  | Other Virology - NA Reagents
TOTAL 15.04.40
15 | 04 | 80 |  | 15.04.80 |  | Other Virology Antigen/Antibody Detection
15 | 04 | 80 | 01 | 15.04.80.01 |  | Adenovirus
15 | 04 | 80 | 02 | 15.04.80.02 |  | Enterovirus
15 | 04 | 80 | 04 | 15.04.80.04 |  | Influenza & Para Influenza
15 | 04 | 80 | 05 | 15.04.80.05 |  | Respiratory Syncytial Virus (RSV) | RSV
15 | 04 | 80 | 06 | 15.04.80.06 |  | Rotavirus
15 | 04 | 80 | 09 | 15.04.80.09 |  | Parvovirus B 19
15 | 04 | 80 | 11 | 15.04.80.11 |  | Dengue Virus
15 | 04 | 80 | 12 | 15.04.80.12 |  | FSME Virus | FSM
15 | 04 | 80 | 13 | 15.04.80.13 |  | LCM Virus | LCM
15 | 04 | 80 | 14 | 15.04.80.14 |  | Hantavirus / Bunyavirus
15 | 04 | 80 | 15 | 15.04.80.15 |  | Avian Influenza
15 | 04 | 80 | 16 | 15.04.80.16 |  | Norovirus
15 | 04 | 80 | 17 | 15.04.80.17 |  | Human Metapneumovirus | hMPV
15 | 04 | 80 | 18 | 15.04.80.18 |  | Bocavirus
15 | 04 | 80 | 20 | 15.04.80.20 |  | Rhinovirus
15 | 04 | 80 | 21 | 15.04.80.21 |  | Parechovirus | HPeV
15 | 04 | 80 | 22 | 15.04.80.22 |  | BK virus | BK
15 | 04 | 80 | 23 | 15.04.80.23 |  | JC virus | JC
15 | 04 | 80 | 24 | 15.04.80.24 |  | HHV-6,7,8 | HHV
15 | 04 | 80 | 25 | 15.04.80.25 |  | Chikungunya Virus
15 | 04 | 80 | 26 | 15.04.80.26 |  | West Nile Virus
15 | 04 | 80 | 27 | 15.04.80.27 |  | Ebola (Filovirus)
15 | 04 | 80 | 28 | 15.04.80.28 |  | Crimean–Congo hemorrhagic fever (CCHF) | CCHF
15 | 04 | 80 | 29 | 15.04.80.29 |  | Astrovirus
15 | 04 | 80 | 30 | 15.04.80.30 |  | Zika Virus | ZIKV
15 | 04 | 80 | 31 | 15.04.80.31 |  | Mpox | mpox
15 | 04 | 80 | 90 | 15.04.80.90 |  | Other Viral Antigen/Antibody Detection
TOTAL 15.04.80
15 | 04 | 90 |  | 15.04.90 |  | Other Other Virology
15 | 04 | 90 | 90 | 15.04.90.90 |  | Other Other Virology Reagents
TOTAL 15.04.90
TOTAL 15.04
15 | 05 |  |  | 15.05 |  | Parasitology (Infect. Immunology / NAT)
15 | 05 | 01 |  | 15.05.01 |  | Toxoplasma
15 | 05 | 01 | 04 | 15.05.01.04 |  | Toxoplasma Antibody (Total)
15 | 05 | 01 | 05 | 15.05.01.05 |  | Toxoplasma Antibody IgG
15 | 05 | 01 | 06 | 15.05.01.06 |  | Toxoplasma Antibody IgM
15 | 05 | 01 | 07 | 15.05.01.07 |  | Toxoplasma Antibody IgG - Avidity
15 | 05 | 01 | 40 | 15.05.01.40 |  | Toxoplasma - NA Reagents
15 | 05 | 01 | 90 | 15.05.01.90 |  | Other Toxoplasma Reagents
TOTAL 15.05.01
15 | 05 | 10 |  | 15.05.10 |  | Miscellaneous Parasitology ImmunoAssay
15 | 05 | 10 | 01 | 15.05.10.01 |  | Entamoeba histolytica
15 | 05 | 10 | 02 | 15.05.10.02 |  | Chagas
15 | 05 | 10 | 03 | 15.05.10.03 |  | Distomatosis
15 | 05 | 10 | 04 | 15.05.10.04 |  | Echinococcus
15 | 05 | 10 | 05 | 15.05.10.05 |  | Leishmania
15 | 05 | 10 | 06 | 15.05.10.06 |  | Schistosoma
15 | 05 | 10 | 07 | 15.05.10.07 |  | Cryptosporidium
15 | 05 | 10 | 08 | 15.05.10.08 |  | Giardia lamblia
15 | 05 | 10 | 09 | 15.05.10.09 |  | Plasmodium (Malaria)
15 | 05 | 10 | 10 | 15.05.10.10 |  | Trichomonas
15 | 05 | 10 | 90 | 15.05.10.90 |  | Other Parasitology
TOTAL 15.05.10
15 | 05 | 40 |  | 15.05.40 |  | Miscellaneous Parasitology - NA Reagents
15 | 05 | 40 | 01 | 15.05.40.01 |  | Entamoeba histolytica - NA Reagents
15 | 05 | 40 | 02 | 15.05.40.02 |  | Chagas - NA Reagents
15 | 05 | 40 | 03 | 15.05.40.03 |  | Distomatosis - NA Reagents
15 | 05 | 40 | 04 | 15.05.40.04 |  | Echinococcus - NA Reagents
15 | 05 | 40 | 05 | 15.05.40.05 |  | Leishmania - NA Reagents
15 | 05 | 40 | 06 | 15.05.40.06 |  | Schistosoma - NA Reagents
15 | 05 | 40 | 07 | 15.05.40.07 |  | Cryptosporidium - NA Reagents
15 | 05 | 40 | 08 | 15.05.40.08 |  | Giardia lamblia - NA Reagents
15 | 05 | 40 | 09 | 15.05.40.09 |  | Plasmodium (Malaria) - NA Reagents
15 | 05 | 40 | 10 | 15.05.40.10 | cr | Trichomonas - NA Reagents Trichomonas Multiparameters Combination NA Reagents => 15.30.04.41
15 | 05 | 40 | 90 | 15.05.40.90 |  | Other Parasitology - NA Reagents
TOTAL 15.05.40
TOTAL 15.05
15 | 06 |  |  | 15.06 |  | Mycology (Infect. Immunology / NAT)
15 | 06 | 01 |  | 15.06.01 |  | Mycology Immunoassays
15 | 06 | 01 | 01 | 15.06.01.01 |  | Aspergillus
15 | 06 | 01 | 02 | 15.06.01.02 |  | Candida albicans
15 | 06 | 01 | 03 | 15.06.01.03 |  | Cryptococcus
15 | 06 | 01 | 05 | 15.06.01.05 |  | Beta-D-Glucan (pan-fungal markers)
15 | 06 | 01 | 90 | 15.06.01.90 |  | Other Mycology Immunoassays
TOTAL 15.06.01
15 | 06 | 40 |  | 15.06.40 |  | Mycology - NA Reagents
15 | 06 | 40 | 01 | 15.06.40.01 |  | Aspergillus - NA Reagents
15 | 06 | 40 | 02 | 15.06.40.02 |  | Candida albicans - NA Reagents
15 | 06 | 40 | 03 | 15.06.40.03 |  | Cryptococcus - NA Reagents
15 | 06 | 40 | 04 | 15.06.40.04 |  | Pneumocystis - NA Reagents
15 | 06 | 40 | 05 | 15.06.40.05 |  | Candida auris - NA Reagents
15 | 06 | 40 | 90 | 15.06.40.90 |  | Other Mycology NA Reagents
TOTAL 15.06.40
TOTAL 15.06
15 | 30 |  |  | 15.30 |  | Multiple Parameters - Infect. Immunology / NAT
15 | 30 | 01 |  | 15.30.01 |  | Multiple Bacteria / Fungi panels
15 | 30 | 01 | 40 | 15.30.01.40 |  | Gram+ - Gram- - Fungi - Multiplex NA Reagents
15 | 30 | 01 | 41 | 15.30.01.41 |  | Blood Stream Infection / Sepsis (Bacteria & Fungi) - Multiplex NA Reagents
15 | 30 | 01 | 50 | 15.30.01.50 |  | Gram+ - Gram- - Fungi - Multiplex Assays
TOTAL 15.30.01
15 | 30 | 02 |  | 15.30.02 |  | Multiple Viruses panels
15 | 30 | 02 | 40 | 15.30.02.40 |  | HBV / HCV / HIV Combination - Multiplex NA Reagents
15 | 30 | 02 | 41 | 15.30.02.41 |  | Immunosuppressed / Transplantation Monitoring - Multiplex NA Reagents
15 | 30 | 02 | 42 | 15.30.02.42 |  | Influenza & Para Influenza / Respiratory Syncytial Virus (RSV) / SARS-CoV - Multiplex NA Reagents (Low/Mid-Plex =< 5 targets, any combination)
15 | 30 | 02 | 49 | 15.30.02.49 |  | Others Virus Combination - Multiplex NA Reagents
15 | 30 | 02 | 90 | 15.30.02.90 |  | Other Multiple Viruses - Multiplex Assays
TOTAL 15.30.02
15 | 30 | 03 |  | 15.30.03 |  | Multiple Parasites panels
15 | 30 | 03 | 90 | 15.30.03.90 |  | Other Multiple Parasites - Multiplex Assays
TOTAL 15.30.03
15 | 30 | 04 |  | 15.30.04 |  | Multiple Others Infectious panels / Syndromic panels
15 | 30 | 04 | 41 | 15.30.04.41 |  | STIs / STDs (C.trachomatis, N.gonorrhoeae ,M.genitalium, T.vaginalis, Ureaplasma spp….) Combination - Multiplex NA Reagents
15 | 30 | 04 | 42 | 15.30.04.42 |  | Pneumonia / Respiratory Tract Infections - Multiplex NA Reagents (High-Plex >5 targets, any combination)
15 | 30 | 04 | 43 | 15.30.04.43 |  | Gastrointestinal Infections - Multiplex NA Reagents
15 | 30 | 04 | 44 | 15.30.04.44 |  | Meningitis / Encephalitis Infections - Multiplex NA Reagents
15 | 30 | 04 | 45 | 15.30.04.45 |  | Tropical Fever - Multiplex NA Reagents
15 | 30 | 04 | 46 | 15.30.04.46 |  | Tick Borne Diseases - Multiplex NA Reagents
15 | 30 | 04 | 49 | 15.30.04.49 |  | Other Multiple Infectious - Multiplex NA Reagents
15 | 30 | 04 | 90 | 15.30.04.90 |  | Other Multiple Infectious - Multiplex Assays
TOTAL 15.30.04
TOTAL 15.30
15 | 50 |  |  | 15.50 |  | Controls/Standards/Calibrators - Infect. Immunology / NAT
15 | 50 | 01 |  | 15.50.01 |  | Controls - Infect. Immunology / NAT
15 | 50 | 01 | 01 | 15.50.01.01 |  | Bacteriology Controls - Inf.Imm.
15 | 50 | 01 | 02 | 15.50.01.02 |  | Hepatitis Virus Controls - Inf.Imm.
15 | 50 | 01 | 03 | 15.50.01.03 |  | Retrovirus Controls - Inf.Imm.
15 | 50 | 01 | 04 | 15.50.01.04 |  | Other Virology Controls - Inf.Imm.
15 | 50 | 01 | 05 | 15.50.01.05 |  | Parasitology Controls - Inf.Imm.
15 | 50 | 01 | 06 | 15.50.01.06 |  | Mycology Controls - Inf.Imm.
15 | 50 | 01 | 30 | 15.50.01.30 |  | Multiconstituent Controls - Inf.Imm.
15 | 50 | 01 | 40 | 15.50.01.40 |  | All Infectious Diseases Controls - NAT
15 | 50 | 01 | 90 | 15.50.01.90 |  | Other Controls - Inf. Immunology
TOTAL 15.50.01
15 | 50 | 02 |  | 15.50.02 |  | Standards and Calibrators - Infect. Immunology / NAT
15 | 50 | 02 | 01 | 15.50.02.01 |  | Bacteriology Standards and Calibrators - Inf.Imm.
15 | 50 | 02 | 02 | 15.50.02.02 |  | Hepatitis Virus Standards and Calibrators - Inf.Imm.
15 | 50 | 02 | 03 | 15.50.02.03 |  | Retrovirus Standards and Calibrators - Inf.Imm.
15 | 50 | 02 | 04 | 15.50.02.04 |  | Other Virology Standards and Calibrators - Inf.Imm.
15 | 50 | 02 | 05 | 15.50.02.05 |  | Parasitology Standards and Calibrators - Inf.Imm.
15 | 50 | 02 | 06 | 15.50.02.06 |  | Mycology Standards and Calibrators - Inf.Imm.
15 | 50 | 02 | 30 | 15.50.02.30 |  | Multiconstituent Standards and Calibrators - Inf.Imm.
15 | 50 | 02 | 40 | 15.50.02.40 |  | All Infectious Diseases Standards and Calibrators - NAT
15 | 50 | 02 | 90 | 15.50.02.90 |  | Other Standards and Calibrators - Inf. Immunology
TOTAL 15.50.02
TOTAL 15.50
15 | 70 |  |  | 15.70 |  | Rapid Tests & Point of Care - Infectious Immunology
15 | 70 | 01 |  | 15.70.01 |  | Bacteriology RT & POC
15 | 70 | 01 | 01 | 15.70.01.01 |  | Chlamydia Ag - RT & POC
15 | 70 | 01 | 02 | 15.70.01.02 |  | H. pylori - RT & POC
15 | 70 | 01 | 03 | 15.70.01.03 |  | Strep. A - RT & POC
15 | 70 | 01 | 04 | 15.70.01.04 |  | Strep. B - RT & POC
15 | 70 | 01 | 05 | 15.70.01.05 |  | Syphilis - RT & POC
15 | 70 | 01 | 06 | 15.70.01.06 |  | Clost. diff. incl GDH and/or Toxin A and B - RT & POC
15 | 70 | 01 | 07 | 15.70.01.07 |  | Meningitis causitive agents - RT & POC
15 | 70 | 01 | 08 | 15.70.01.08 |  | Legionella - RT & POC
15 | 70 | 01 | 09 | 15.70.01.09 |  | Strep. pneumoniae - RT & POC
15 | 70 | 01 | 90 | 15.70.01.90 |  | Other Bacteriology - RT & POC
TOTAL 15.70.01
15 | 70 | 02 |  | 15.70.02 |  | Hepatitis Viruses RT & POC
15 | 70 | 02 | 01 | 15.70.02.01 |  | HBsAg - RT & POC
15 | 70 | 02 | 02 | 15.70.02.02 |  | HCV Antibody -RT & POC
15 | 70 | 02 | 90 | 15.70.02.90 |  | Other Hepatitis Viruses - RT & POC
TOTAL 15.70.02
15 | 70 | 03 |  | 15.70.03 |  | Retroviruses RT & POC
15 | 70 | 03 | 01 | 15.70.03.01 |  | HIV 1 - RT & POC
15 | 70 | 03 | 02 | 15.70.03.02 |  | HIV 1 / 2 - RT & POC
15 | 70 | 03 | 03 | 15.70.03.03 |  | HIV Ag/Ab Combi - RT & POC
15 | 70 | 03 | 90 | 15.70.03.90 |  | Other Retroviruses - RT & POC
TOTAL 15.70.03
15 | 70 | 04 |  | 15.70.04 |  | Coronavirus RT & POC
15 | 70 | 04 | 01 | 15.70.04.01 |  | Coronavirus Antigen (Ag) - RT & POC
15 | 70 | 04 | 02 | 15.70.04.02 |  | Coronavirus Antibody (Ab) - RT & POC
15 | 70 | 04 | 90 | 15.70.04.90 |  | Other Coronavirus - RT & POC
TOTAL 15.70.04
15 | 70 | 05 |  | 15.70.05 |  | Parasitology RT & POC
15 | 70 | 05 | 01 | 15.70.05.01 |  | Plasmodium (Malaria) - RT & POC
15 | 70 | 05 | 90 | 15.70.05.90 |  | Other Parasites - RT & POC
TOTAL 15.70.05
15 | 70 | 30 |  | 15.70.30 |  | Multiple pathogens - RT & POC
15 | 70 | 30 | 01 | 15.70.30.01 |  | Coronavirus / Influenza - RT & POC
15 | 70 | 30 | 90 | 15.70.30.90 |  | Other Multiple pathogens - RT & POC
TOTAL 15.70.30
15 | 70 | 50 |  | 15.70.50 |  | Controls, Standards and Calibrators Infectious Immunology - RT & POC
15 | 70 | 50 | 50 | 15.70.50.50 |  | Controls Infectious Immunology - RT & POC
15 | 70 | 50 | 90 | 15.70.50.90 |  | Standards and Calibrators Infectious Immunology - RT & POC
TOTAL 15.70.50
15 | 70 | 90 |  | 15.70.90 |  | Other Virology RT & POC
15 | 70 | 90 | 01 | 15.70.90.01 |  | CMV - RT & POC
15 | 70 | 90 | 02 | 15.70.90.02 |  | RSV - RT & POC
15 | 70 | 90 | 03 | 15.70.90.03 |  | Mononucleosis (EBV) - RT & POC
15 | 70 | 90 | 04 | 15.70.90.04 |  | Influenza A and /or B - RT & POC
15 | 70 | 90 | 06 | 15.70.90.06 |  | VZV - RT & POC
15 | 70 | 90 | 07 | 15.70.90.07 |  | Dengue - RT & POC
15 | 70 | 90 | 08 | 15.70.90.08 |  | Mpox - RT & POC
15 | 70 | 90 | 90 | 15.70.90.90 |  | Other Other Virology - RT & POC
TOTAL 15.70.90
TOTAL 15.70
15 | 90 |  |  | 15.90 |  | Other Infectious Immunology / NAT
15 | 90 | 40 |  | 15.90.40 |  | Infectious Immunology - NA Reagents
15 | 90 | 40 | 01 | 15.90.40.01 |  | Reagents for DNA and/or RNA extraction and preparation: bacteria and/or virus
15 | 90 | 40 | 02 | 15.90.40.02 |  | Reagents for DNA and/or RNA amplification and/or detection: bacteria and/or virus
15 | 90 | 40 | 03 | 15.90.40.03 |  | Supplemental NA Reagents
TOTAL 15.90.40
15 | 90 | 90 |  | 15.90.90 |  | Other Infectious Immunology Reagents
15 | 90 | 90 | 01 | 15.90.90.01 |  | Buffers (unassignable ), Supplem. Reagents, etc
15 | 90 | 90 | 90 | 15.90.90.90 |  | Other Other Infectious Immunology
TOTAL 15.90.90
TOTAL 15.90
TOTAL 15
16 |  |  |  | 16 |  | GENETIC TESTING
16 | 01 |  |  | 16.01 |  | Inborn Gene or Chromosome Alterations
16 | 01 | 01 |  | 16.01.01 |  | Monogenetic Disorders
16 | 01 | 01 | 01 | 16.01.01.01 |  | Cystic Fibrosis
16 | 01 | 01 | 02 | 16.01.01.02 |  | Duchenne Muscular Dystrophy
16 | 01 | 01 | 03 | 16.01.01.03 |  | Factor V Leiden
16 | 01 | 01 | 04 | 16.01.01.04 |  | Fragile X Syndrome
16 | 01 | 01 | 05 | 16.01.01.05 |  | Haemochromatosis
16 | 01 | 01 | 06 | 16.01.01.06 |  | Haemophilia
16 | 01 | 01 | 07 | 16.01.01.07 |  | Huntington Chorea
16 | 01 | 01 | 08 | 16.01.01.08 |  | Polycystic Kidney Disease
16 | 01 | 01 | 09 | 16.01.01.09 |  | Sickle Cell Anemia
16 | 01 | 01 | 10 | 16.01.01.10 |  | Tay Sachs Disease
16 | 01 | 01 | 11 | 16.01.01.11 |  | Thalassaemia
16 | 01 | 01 | 12 | 16.01.01.12 |  | Friedreich's Ataxia
16 | 01 | 01 | 13 | 16.01.01.13 |  | Spihocerebellar Ataxins Type 1,2,3,6,7,8
16 | 01 | 01 | 14 | 16.01.01.14 |  | Prothrombin Mutation
16 | 01 | 01 | 15 | 16.01.01.15 |  | Combined Factor II / Factor V Leiden
16 | 01 | 01 | 16 | 16.01.01.16 |  | Other thrombophilia mutations (PROC, PROS1, MTHFR, SERPINC1, SEPINE1, F11, F12, F13, other F2/F5)
16 | 01 | 01 | 17 | 16.01.01.17 |  | Other Hemophilia mutations (vWF, F8, F9)
16 | 01 | 01 | 90 | 16.01.01.90 |  | Other Monogenetic Disorders Tests
TOTAL 16.01.01
16 | 01 | 02 |  | 16.01.02 |  | Polygenetic Disorders
16 | 01 | 02 | 01 | 16.01.02.01 |  | Alzheimer's Disease
16 | 01 | 02 | 02 | 16.01.02.02 |  | Asthma
16 | 01 | 02 | 03 | 16.01.02.03 |  | Atherosclerosis
16 | 01 | 02 | 04 | 16.01.02.04 |  | Diabetes
16 | 01 | 02 | 05 | 16.01.02.05 |  | Hypertension
16 | 01 | 02 | 06 | 16.01.02.06 |  | Multiple Sclerosis
16 | 01 | 02 | 07 | 16.01.02.07 |  | Osteoporosis
16 | 01 | 02 | 90 | 16.01.02.90 |  | Other Polygenetic Disorders Tests
TOTAL 16.01.02
16 | 01 | 03 |  | 16.01.03 |  | Chromosomal Disorders
16 | 01 | 03 | 01 | 16.01.03.01 |  | Down's Syndrome
16 | 01 | 03 | 02 | 16.01.03.02 |  | Edwards Syndrome
16 | 01 | 03 | 03 | 16.01.03.03 |  | Klinefelter syndrome
16 | 01 | 03 | 04 | 16.01.03.04 |  | Pätau Syndrome
16 | 01 | 03 | 05 | 16.01.03.05 |  | Turner Syndrome
16 | 01 | 03 | 90 | 16.01.03.90 |  | Other Chromosomal Disorders Tests
TOTAL 16.01.03
16 | 01 | 04 |  | 16.01.04 |  | Polymorphisms
16 | 01 | 04 | 01 | 16.01.04.01 |  | HLA-Typing
16 | 01 | 04 | 90 | 16.01.04.90 |  | Other Polymorphism Tests
TOTAL 16.01.04
TOTAL 16.01
16 | 02 |  |  | 16.02 |  | Acquired Gene or Chromosome Alterations
16 | 02 | 01 |  | 16.02.01 |  | Cancer Causing / Related Alterations
16 | 02 | 01 | 01 | 16.02.01.01 |  | p53
16 | 02 | 01 | 02 | 16.02.01.02 |  | k-ras
16 | 02 | 01 | 03 | 16.02.01.03 |  | BRCA 1+2
16 | 02 | 01 | 04 | 16.02.01.04 |  | RET
16 | 02 | 01 | 05 | 16.02.01.05 |  | c-myc
16 | 02 | 01 | 06 | 16.02.01.06 |  | HNPCC
16 | 02 | 01 | 07 | 16.02.01.07 |  | APC
16 | 02 | 01 | 08 | 16.02.01.08 |  | t(9;22) | BCR-ABL
16 | 02 | 01 | 09 | 16.02.01.09 |  | t(8;14)
16 | 02 | 01 | 10 | 16.02.01.10 |  | t(14;18)
16 | 02 | 01 | 11 | 16.02.01.11 |  | inv (16)
16 | 02 | 01 | 12 | 16.02.01.12 |  | Telomerase
16 | 02 | 01 | 13 | 16.02.01.13 |  | HER-2/neu (Breast Cancer)
16 | 02 | 01 | 14 | 16.02.01.14 |  | Colorectal Cancer (MSI-H / dMMR)
16 | 02 | 01 | 15 | 16.02.01.15 |  | Bladder Cancer detection / monitoring
16 | 02 | 01 | 90 | 16.02.01.90 |  | Other Acquired Gene or Chromosome Alteration Tests
TOTAL 16.02
16 | 30 |  |  | 16.30 |  | Multiple Parameters - Genetic Testing
16 | 30 | 01 |  | 16.30.01 |  | Pharmacogenomics
16 | 30 | 01 | 01 | 16.30.01.01 |  | CYP 450 - Individual test
16 | 30 | 01 | 02 | 16.30.01.02 |  | CYP2C9
16 | 30 | 01 | 03 | 16.30.01.03 |  | CYP2C19
16 | 30 | 01 | 04 | 16.30.01.04 |  | VKORC1
16 | 30 | 01 | 30 | 16.30.01.30 |  | CYP 450 - Multiple Tests on micro-arrays
TOTAL 16.30
16 | 90 |  |  | 16.90 |  | Other Genetic Tests
16 | 90 | 90 |  | 16.90.90 |  | Other Genetic Tests
16 | 90 | 90 | 01 | 16.90.90.01 |  | Other Other Genetic Tests
TOTAL 16.90
TOTAL 16
2 |  |  |  | 2 |  | INSTRUMENTS , CONSUMABLES, SPARE PARTS, SOFTWARE, SERVICE
21 |  |  |  | 21 |  | Chemistry / Immunochemistry Instruments
21 | 01 |  |  | 21.01 |  | Chemistry (CH)
21 | 01 | 10 |  | 21.01.10 |  | CH Hardware + accessories + consumables + software
21 | 01 | 10 | 01 | 21.01.10.01 |  | CH Hardware + accessories + consumables + software
Total 21 01
21 | 02 |  |  | 21.02 |  | Immunochemistry (IC) & Infectious Immunology Instruments (II)
21 | 02 | 10 |  | 21.02.10 |  | IC&II Hardware + accessories + consumables + software
21 | 02 | 10 | 01 | 21.02.10.01 |  | IC&II Hardware + accessories + consumables + software
Total 21 02
21 | 03 |  |  | 21.03 |  | Integrated / Modular Chemistry / Immunochemistry / Infec. Immunology (IM)
21 | 03 | 10 |  | 21.03.10 |  | IM Hardware + accessories + consumables + software
21 | 03 | 10 | 01 | 21.03.10.01 |  | IM Hardware + accessories + consumables + software
Total 21 03
21 | 04 |  |  | 21.04 |  | Blood Gases - Electrolytes & Metabolites (GE) - Laboratory
21 | 04 | 10 |  | 21.04.10 |  | GE Hardware + accessories + consumables + software
21 | 04 | 10 | 01 | 21.04.10.01 |  | GE Hardware + accessories + consumables + software
Total 21 04
21 | 05 |  |  | 21.05 |  | Electrophoresis - Chromatography (EC)
21 | 05 | 10 |  | 21.05.10 |  | EC Hardware + accessories + consumables + software
21 | 05 | 10 | 01 | 21.05.10.01 |  | EP Hardware + accessories + consumables + software
21 | 05 | 10 | 02 | 21.05.10.02 |  | HPLC Hardware + accessories + consumables + software
Total 21 05
21 | 06 |  |  | 21.06 |  | Urinalysis (UR) - Laboratory
21 | 06 | 10 |  | 21.06.10 |  | UR Hardware + accessories + consumables + software
21 | 06 | 10 | 01 | 21.06.10.01 |  | UR Hardware + accessories + consumables + software
Total 21 06
21 | 07 |  |  | 21.07 |  | Chemistry / Immunochemistry Rapid Test + POC (RT_CI)
21 | 07 | 10 |  | 21.07.10 |  | RT_CI Hardware + accessories +consumables + software
21 | 07 | 10 | 01 | 21.07.10.01 |  | RT_BGM Hardware + accessories + consumables + software
21 | 07 | 10 | 02 | 21.07.10.02 |  | RT_BG POC Hardware + accessories + consumables + software
21 | 07 | 10 | 03 | 21.07.10.03 |  | RT_CC Hardware + accessories + consumables + software
21 | 07 | 10 | 04 | 21.07.10.04 |  | RT_IC Hardware + accessories + consumables + software
21 | 07 | 10 | 05 | 21.07.10.05 |  | RT_CC/IC combined Hardware + acc + consumables + software
21 | 07 | 10 | 09 | 21.07.10.09 |  | Other RT_CI Hardware + dedicated accessories + consumables + software
Total 21 07 10
21 | 07 | 11 |  | 21.07.11 |  | POC Hardware + acc + cons + software
21 | 07 | 11 | 01 | 21.07.11.01 |  | POC Blood Gas Electrodes Hardware + acc + cons + software
21 | 07 | 11 | 02 | 21.07.11.02 |  | POC Electolytes Electrodes Hardware + acc + cons + software
21 | 07 | 11 | 03 | 21.07.11.03 |  | POC Blood Gas / Electolytes Electrodes Hardware + acc + cons + software
21 | 07 | 11 | 04 | 21.07.11.04 |  | POC Blood Gas incl. Electrolytes / Metabolites Cassettes Unitary-Use Hardware + acc + cons + software
21 | 07 | 11 | 05 | 21.07.11.05 |  | POC Blood Gas incl. Electrolytes / Metabolites Cassetttes Multi-Use Hardware + acc + cons + software
21 | 07 | 11 | 09 | 21.07.11.09 |  | Other POC Hardware + acc + cons + software
Total 21 07 11
Total 21 07
21 | 09 |  |  | 21.09 |  | Other Chemistry / Immunochemistry (Other_CI )
21 | 09 | 10 |  | 21.09.10 |  | Other_CI Hardware + accessories + consumables + software
21 | 09 | 10 | 01 | 21.09.10.01 |  | Other_CI Hardware + accessories + consumables + software
Total 21 09
Total 21
22 |  |  |  | 22 |  | Clinical Mass-Spectrometry (LC-MS/MS) instruments
22 | 01 |  |  | 22.01 |  | Clinical Mass-Spectrometry (LC-MS/MS)
22 | 01 | 01 |  | 22.01.01 |  | CMS Hardware + accessories + consumables + software
22 | 01 | 01 | 01 | 22.01.01.01 |  | CMS Hardware + accessories + consumables + software
TOTAL 22.01
TOTAL 22
23 |  |  |  | 23 |  | Haematology / Haemostasis / Immunohaemotology / Histology / Cytology Instruments
23 | 01 |  |  | 23.01 |  | Haematology / Cell Counting (CC)
23 | 01 | 10 |  | 23.01.10 |  | CC Hardware + accessories + consumables + software
23 | 01 | 10 | 01 | 23.01.10.01 |  | CC Hardware + accessories + consumables + software
Total 23 01
23 | 02 |  |  | 23.02 |  | Haemostasis (HS)
23 | 02 | 10 |  | 23.02.10 |  | HS Hardware + accessories + consumables + software
23 | 02 | 10 | 01 | 23.02.10.01 |  | HS Hardware + accessories + consumables + software
Total 23 02
23 | 03 |  |  | 23.03 |  | Blood Grouping (BG)
23 | 03 | 10 |  | 23.03.10 |  | BG Hardware + accessories + consumables + software
23 | 03 | 10 | 01 | 23.03.10.01 |  | BG Hardware + accessories + consumables + software
Total 23 03
23 | 04 |  |  | 23.04 |  | Flow Cytometry (FC)
23 | 04 | 10 |  | 23.04.10 |  | FC Hardware + accessories + consumables + software
23 | 04 | 10 | 01 | 23.04.10.01 |  | FC Hardware + accessories + consumables + software
Total 23 04
23 | 05 |  |  | 23.05 |  | Histology / Cytology (HC)
23 | 05 | 10 |  | 23.05.10 |  | HC Hardware + accessories + consumables + software
23 | 05 | 10 | 01 | 23.05.10.01 |  | HC Hardware + accessories + consumables + software
Total 23 05
23 | 07 |  |  | 23.07 |  | Haematology / Haemostasis / Immunohaemotology / Histology / Cytology Rapid Test (RT_HHIHC)
23 | 07 | 10 |  | 23.07.10 |  | RT_HHC Hardware + dedicated accessories or software
23 | 07 | 10 | 01 | 23.07.10.01 |  | RT_ Cell Counting Hardware + accessories + consumables + software
23 | 07 | 10 | 02 | 23.07.10.02 |  | RT_Coagulation Hardware +accessories + consumables + software
Total 23 07
23 | 09 |  |  | 23.09 |  | Other Haematology / Haemostasis / Immunohaemotology / Histology / Cytology (Other_HHIHC)
23 | 09 | 10 |  | 23.09.10 |  | Other_HHIHC Hardware + accessories + consumables + software
23 | 09 | 10 | 01 | 23.09.10.01 |  | Other_HHIHC Hardware + accessories + consumables + software
Total 23 09
Total 23
24 |  |  |  | 24 |  | Microbiology (Culture) Instruments
24 | 01 |  |  | 24.01 |  | Microbiology Susceptibility / Identification (SI)
24 | 01 | 10 |  | 24.01.10 |  | SI Hardware + accessories + consumables + software
24 | 01 | 10 | 01 | 24.01.10.01 |  | SI Hardware + accessories + consumables + software
Total 24 01
24 | 02 |  |  | 24.02 |  | Blood Culture (BC) & Mycobacteria (MB)
24 | 02 | 10 |  | 24.02.10 |  | BC&MB Hardware + accessories + consumables + software
24 | 02 | 10 | 01 | 24.02.10.01 |  | BC&MB Hardware + accessories + consumables + software
Total 24 02
24 | 03 |  |  | 24.03 |  | Mass-Spectrometry (MS) System
24 | 03 | 10 |  | 24.03.10 |  | MS Hardware + accessories + consumables + software
24 | 03 | 10 | 01 | 24.03.10.01 |  | MS Hardware + accessories + consumables + software
Total 24 03
24 | 04 |  |  | 24.04 |  | Microbiology Gram Stainer (GS)
24 | 04 | 10 |  | 24.04.10 |  | Microbiology Gram Stainer Hardware + accessories + consumables + software
24 | 04 | 10 | 01 | 24.04.10.01 |  | Microbiology Gram Stainer Hardware + accessories + consumables + software
Total 24 04
24 | 05 |  |  | 24.05 |  | Microbiology Plates Automation (PA) - Streaker / Invubator / Reader
24 | 05 | 10 |  | 24.05.10 |  | Microbiology Plates Automation (PA) - Streaker / Incubato / Reader Hardware + accessories + consumables + software
24 | 05 | 10 | 01 | 24.05.10.01 |  | PA Hardware + accessories + consumables + software
Total 24 05
24 | 06 |  |  | 24.06 |  | Microbiology Urinary Screening System
24 | 06 | 10 |  | 24.06.10 |  | Urinary Screening System Hardware + accessories + consumables + software
24 | 06 | 10 | 01 | 24.06.10.01 |  | Urinary Screening System Hardware + accessories + consumables + software
Total 24 06
24 | 09 |  |  | 24.09 |  | Other Microbiology (Culture) Instruments
24 | 09 | 10 |  | 24.09.10 |  | Other_MCB Hardware + accessories + consumables + software
24 | 09 | 10 | 01 | 24.09.10.01 |  | Other_MCB Hardware + accessories + consumables + software
Total 24 90
Total 24
26 |  |  |  | 26 |  | Nucleic Acid Testing Instruments including Micro-Array Instruments
26 | 02 |  |  | 26.02 |  | Nucleic Acid Testing Extraction Instruments
26 | 02 | 10 |  | 26.02.10 |  | NA Extraction Hardware + accessories + consumables + software
26 | 02 | 10 | 01 | 26.02.10.01 |  | NA Extraction Hardware + accessories + consumables + software
Total 26 02
26 | 03 |  |  | 26.03 |  | Nucleic Acid Testing Amplification Detection Instruments
26 | 03 | 10 |  | 26.03.10 |  | NA Amplification Detection Hardware + accessories + consumables + software
26 | 03 | 10 | 01 | 26.03.10.01 |  | NA Amplification Detection Hardware + accessories + consumables + software
Total 26 03
26 | 04 |  |  | 26.04 |  | Nucleic Acid Testing Integrated Extraction/Amplification/Detection Instruments
26 | 04 | 10 |  | 26.04.10 |  | NA Integrated Extraction/Amplification/Detection Hardware + accessories + consumables + software
26 | 04 | 10 | 01 | 26.04.10.01 |  | NA Integrated Extraction/Amplification/Detection Hardware + accessories + consumables + software
Total 26 04
26 | 05 |  |  | 26.05 |  | Nucleic Acid Testing Micro-Arrays Instruments (MA)
26 | 05 | 10 |  | 26.05.10 |  | MA Hardware + accessories + consumables + software
26 | 05 | 10 | 01 | 26.05.10.01 |  | MA Hardware + accessories + consumables + software
Total 26 05
26 | 06 |  |  | 26.06 |  | Nucleic Acid Testing Sequencing Instruments
26 | 06 | 10 |  | 26.06.10 |  | Sequencing Hardware + accessories + consumables + software
26 | 06 | 10 | 01 | 26.06.10.01 |  | Sequencing Hardware + accessories + consumables + software
Total 26 06
26 | 07 |  |  | 26.07 |  | Nucleic Acid Testing Instruments Rapid Test + POC (RT&POC_NA)
26 | 07 | 10 |  | 26.07.10 |  | RT&POC_NA Hardware + accessories + consumables + software
26 | 07 | 10 | 01 | 26.07.10.01 |  | RT&POC_NA Hardware + accessories + consumables + software
Total 26 07
26 | 09 |  |  | 26.09 |  | Others Nucleic Acid Testing Instruments (NA)
26 | 09 | 10 |  | 26.09.10 |  | Others NA Hardware + accessories + consumables + software
26 | 09 | 10 | 01 | 26.09.10.01 |  | Others NA Hardware + accessories + consumables + software
Total 26 09
Total 26
28 |  |  |  | 28 |  | Sample Processing Systems
28 | 01 |  |  | 28.01 |  | Aliquoters - Sorters - Centrifuges - Decappers - Recappers (SP)
28 | 01 | 10 |  | 28.01.10 |  | SP Hardware + accessories + consumables + software
28 | 01 | 10 | 01 | 28.01.10.01 |  | SP Hardware + accessories + consumables + software
Total 28 01
28 | 02 |  |  | 28.02 |  | Post-Analytical Systems (PA) - Samples Archiving
28 | 02 | 10 |  | 28.02.10 |  | PA Hardware + accessories + consumables + software
28 | 02 | 10 | 01 | 28.02.10.01 |  | PA Hardware + accessories + consumables + software
Total 28 02
Total 28
29 |  |  |  | 29 |  | Other Instruments
29 | 01 |  |  | 29.01 |  | Other Instruments
29 | 01 | 10 |  | 29.01.10 |  | Other Hardware + accessories + consumables + software
29 | 01 | 10 | 01 | 29.01.10.01 |  | Other Hardware + accessories + consumables + software
Total 29 01
Total 29
Total 2
3 |  |  |  | 3 |  | SERVICES
31 |  |  |  | 31 |  | Services
31 | 01 |  |  | 31.01 |  | Technical, Application, and Scientific Support
31 | 01 | 01 |  | 31.01.01 |  | Technical Services
31 | 01 | 01 | 07 | 31.01.01.07 |  | POC /RT Clin. Chem.-ImmunoChem After sales:technical Services: Maintenance and Repair (includes Revenue from Contracts, Labour, and Travel)
31 | 01 | 01 | 10 | 31.01.01.10 |  | Clin. Chem.-ImmunoChem After sales:technical Services: Maintenance and Repair (includes Revenue from Contracts, Labour, and Travel)
31 | 01 | 01 | 20 | 31.01.01.20 |  | Clinical Mass-Spectrometry After sales:technical Services: Maintenance and Repair (includes Revenue from Contracts, Labour, and Travel)
31 | 01 | 01 | 30 | 31.01.01.30 |  | Haematology/Histology/Cytology After sales:technical Services: Maintenance and Repair (includes Revenue from Contracts, Labour, and Travel)
31 | 01 | 01 | 40 | 31.01.01.40 |  | Microbiology After sales:technical Services: Maintenance and Repair (includes Revenue from Contracts, Labour, and Travel)
31 | 01 | 01 | 60 | 31.01.01.60 |  | Nucleic Acid Testing including Micro-Array After sales:technical Services: Maintenance and Repair (includes Revenue from Contracts, Labour, and Travel)
31 | 01 | 01 | 80 | 31.01.01.80 |  | Sample Processing Systems After sales:technical Services: Maintenance and Repair (includes Revenue from Contracts, Labour, and Travel)
31 | 01 | 01 | 90 | 31.01.01.90 |  | Other Instruments After sales:technical Services: Maintenance and Repair (includes Revenue from Contracts, Labour, and Travel)
31 | 01 | 02 |  | 31.01.02 |  | Training, Application, Scientific Support, Scientific Seminars and Workshops
31 | 01 | 02 | 01 | 31.01.02.01 |  | Training, Application, and Scientific Support - in the Laboratory
31 | 01 | 02 | 02 | 31.01.02.02 |  | Training, Scientific Seminars, and Workshops - outside the Laboratory
31 | 01 | 02 | 03 | 31.01.02.03 |  | eLearning
31 | 01 | 02 | 90 | 31.01.02.90 |  | Other Training
31 | 01 | 04 |  | 31.01.04 |  | Workflow analysis, audit & consulting services
31 | 01 | 04 | 01 | 31.01.04.01 |  | Workflow analysis, audit, business analytics & consulting services
31 | 01 | 05 |  | 31.01.05 |  | Outsourcing Services
31 | 01 | 05 | 01 | 31.01.05.01 |  | Sequencing Service
31 | 01 | 05 | 02 | 31.01.05.02 |  | Confirmation Service
Total 31
32 |  |  |  | 32 |  | Spare Parts (Parts used by Field Service)
32 | 01 |  |  | 32.01 |  | Spare Parts
32 | 01 | 01 |  | 32.01.01 |  | Spare Parts
32 | 01 | 01 | 07 | 32.01.01.07 |  | POC / RT Clin. Chem.-ImmunoChem - Spare parts
32 | 01 | 01 | 10 | 32.01.01.10 |  | Clin. Chem.-ImmunoChem - Spare parts
32 | 01 | 01 | 20 | 32.01.01.20 |  | Clinical Mass-Spectrometry - Spare parts
32 | 01 | 01 | 30 | 32.01.01.30 |  | Haematology/Histology/Cytology - Spare parts
32 | 01 | 01 | 40 | 32.01.01.40 |  | Microbiology - Spare parts
32 | 01 | 01 | 60 | 32.01.01.60 |  | Nucleic Acid Testing including Micro-Array - Spare parts
32 | 01 | 01 | 80 | 32.01.01.80 |  | Sample Processing Systems - Spare parts
32 | 01 | 01 | 90 | 32.01.01.90 |  | Other Instruments - Spare parts
Total 32 01
Total 32
Total 3
4 |  |  |  | 4 |  | SUPPORTING SOFTWARE (BIO-INFORMATICS)
41 |  |  |  | 41 |  | Supporting Software
41 | 01 |  |  | 41.01 |  | Supporting Software
41 | 01 | 01 |  | 41.01.01 |  | Diagnostics & Clinical Interpretation Software
41 | 01 | 01 | 01 | 41.01.01.01 |  | Diagnostics & Clinical Interpretation Supporting Software
Total 41 01
41 | 01 | 02 |  | 41.01.02 |  | Specific Microbiology / Epidemiology Software
41 | 01 | 02 | 01 | 41.01.02.01 |  | Specific Microbiology / Epidemiology Software
Total 41 02
Total 41
42 |  |  |  | 42 |  | Laboratory Information Software & Laboratory Middleware Systems
42 | 01 |  |  | 42.01 |  | Laboratory Information Software (LIS)
42 | 01 | 01 |  | 42.01.01 |  | Laboratory Information Software (LIS)
42 | 01 | 01 | 01 | 42.01.01.01 |  | Laboratory Information Software (LIS)
Total 42 01
42 | 02 |  |  | 42.02 |  | Laboratory Middleware Systems
42 | 02 | 01 |  | 42.02.01 |  | Laboratory Middleware Systems
42 | 02 | 01 | 01 | 42.02.01.01 |  | Laboratory Middleware Systems
42 | 02 | 01 | 02 | 42.02.01.02 |  | Inventory Management Systems
42 | 02 | 01 | 03 | 42.02.01.03 |  | Data Management, workflow analysis / optimisation, business analytics software
Total 42 02
42 | 03 |  |  | 42.03 |  | Point of Care Software
42 | 03 | 01 |  | 42.03.01 |  | Point of Care Software
42 | 03 | 01 | 01 | 42.03.01.01 |  | Point of Care Software
Total 42 03
42 | 04 |  |  | 42.04 |  | Remote Monitoring Software and Services
42 | 04 | 01 |  | 42.04.01 |  | Remote Monitoring Software and Services
42 | 04 | 01 | 01 | 42.04.01.01 |  | Remote Monitoring Software and Services
Total 42 04
42 | 09 |  |  | 42.09 |  | Other Laboratory Supporting Software
42 | 09 | 01 |  | 42.09.01 |  | Other Laboratory Supporting Software
42 | 09 | 01 | 01 | 42.09.01.01 |  | Other Laboratory Supporting Software
Total 42 09
Total 42
Total 4
5 |  |  |  | 5 |  | SAMPLE CONTAINERS CLASSIFICATION
51 |  |  |  | 51 |  | Dedicated Sample Containers
51 | 01 |  |  | 51.01 |  | Containers for blood, plasma, and serum samples
51 | 01 | 10 |  | 51.01.10 |  | Containers for blood, plasma, and serum samples
51 | 01 | 10 | 01 | 51.01.10.01 |  | Tubes for serum (without anticoagulant)
51 | 01 | 10 | 02 | 51.01.10.02 |  | Tubes with EDTA
51 | 01 | 10 | 03 | 51.01.10.03 |  | Tubes with heparin
51 | 01 | 10 | 04 | 51.01.10.04 |  | Tubes with citrate
51 | 01 | 10 | 09 | 51.01.10.09 |  | Tubes with other anticoagulants
51 | 01 | 10 | 90 | 51.01.10.90 |  | Other Containers for blood, plasma, and serum samples
Total 51 01
51 | 02 |  |  | 51.02 |  | Containers for urine samples
51 | 02 | 10 |  | 51.02.10 |  | Containers for urine samples
51 | 02 | 10 | 01 | 51.02.10.01 |  | Non sterile urine containers
51 | 02 | 10 | 02 | 51.02.10.02 |  | Sterile urine containers
Total 51 02
51 | 03 |  |  | 51.03 |  | Sterile containers for other potentially contaminated samples
51 | 03 | 10 |  | 51.03.10 |  | Sterile containers for other potentially contaminated samples
51 | 03 | 10 | 01 | 51.03.10.01 |  | Sterile containers for other potentially contaminated samples
Total 51 03
51 | 09 |  |  | 51.09 |  | Other containers for samples of human origin
51 | 09 | 10 |  | 51.09.10 |  | Other containers for samples of human origin
51 | 09 | 10 | 01 | 51.09.10.01 |  | Other containers for samples of human origin
Total 51 09
Total 51
Total 5

## GIVD Grouping Overview Ver.2026
GIVD Product Classification for in-vitro Diagnostic Products
Summary of GIVD Groupings - 2026
New / Changes
Grouping Number | Grouping Description
1 | 1 - Reagents (Total)
2 | 2 - Instruments and Consumables (Total)
3 | 3 - Services (After Sales)
4 | 4 - Supporting Software (Bio-Informatics)
6 | 6 - Total IVD Market
100 | 100 - Total IVD Market excluding Diabetes Management RT Market
101 | 101 - Total IVD Market excluding all Coronavirus testing
102 | 102 - Total IVD Market excluding Diabetes Management RT Market & all Coronavirus testing
103 | 103 - Reagents (Total) excluding All Coronavirus testing
110 | 110 - Clinical Chemistry Reagents excl. Rapid Tests & POC
111 | 111 - Clinical Chemistry Reagents excl. Rapid Tests, POC & Controls
112 | 112 - Urinalysis Reagents (Total) - Laboratory & RT/POC
118 | 118 - Therapeutic Drug Monitoring (Total)
119 | 119 - Drug of Abuse / Toxicology (Total)
120 | 120 - Endocrinology Testing
121 | 121 - Proteins
122 | 122 - Glycated Heamoglobin (Total)
123 | 123 - Auto-Immune & Rheumatoid Diseases
124 | 124 - Thyroid Markers (Total)
125 | 125 - Pre-natal Screening
126 | 126 - Auto-Immune & Rheumatoid Diseases & Calprotectine
127 | 127 - Inflamatory Bowel Disease Markers
128 | 128 - Neurological / Neurodegenerative Diseases Markers
129 | 129 - Immunochemistry (Immunology) excl. Rapid Tests & POC
130 | 130 - Haematology Reagents excl. Rapid Tests
131 | 131 - Haemostasis Reagents excl. Rapid Tests
133 | 133 - Haematology Reagents (Automated Analyzer)
140 | 140 - Bacteriology Culture, excl. Blood Culture
142 | 142 - Other Culture Tests
143 | 143 - Bacteriology Mycology, Manual Reagents
144 | 144 - Bacteriology Mycology, Automated Reagents
145 | 145 - Bacteriology Mycology, Automated ID Reagents
146 | 146 - Bacteriology Mycology, Automated AST Reagents
149 | 149 - Anti-Microbial Resistance (AMR) Testing
150 | 150 - Other Infectious Immunology
151 | 151 - Total ID Lab Reagents excl. NA Reagents / Rapid Tests (incl. Calibrators/Controls)
152 | 152 - Chlamydia excl. NA Reagents
153 | 153 - Bacteriology (ID) excl. NA Reagents
154 | 154 - Hepatitis B excl. NA Reagents
155 | 155 - Hepatitis C excl. NA Reagents
156 | 156 - Hepatitis excl. NA Reagents
157 | 157 - Retrovirus excl. NA Reagents
158 | 158 - Other Virology excl. NA Reagents
159 | 159 - All Infec. Diseases Parasitology excl. NA Reagents
160 | 160 - All Infec. Diseases Mycology excl. NA Reagents
161 | 161 - All Infec. Diseases. Multiple Parameters & Others excl. NA Reagents
162 | 162 - All Infec. Diseases excl. NA Reagents
170 | 170 - All Coronavirus Reagents
171 | 171 - Coronavirus excl. NA Reagents & RT Reagents
172 | 172 - All Coronavirus reagents excl. NA Reagents
210 | 210 - Laboratory Instruments & Cosumables
217 | 217 - Rapid Test Instruments & Consumables
219 | 219 - Core Laboratory Reagents, Instruments & Consumables
220 | 220 - ClinChem / Immuno Lab Reagents, Instruments & Consumables
222 | 222 - Blood Gas Reagents, Instruments & Consumables
223 | 223 - ClinChem / Immuno RT & POC Reagents, Instruments & Consumables
224 | 224 - Haematology Reagents, Instruments & Consumables, excl. Rapid testing
225 | 225 - Haemostasis Reagents (Coagulation), Instruments & Consumables
226 | 226 - Haemostasis Reagents (Coagulation) RT, Instruments & Consumables
2261 | 2261 - Haemostasis (Coagulation) excl. Rapid Testing
227 | 227 - Immunohaema.(BG) Reagents, Instruments & Consumables
228 | 228 - Flow Cytometry (FC) Reagents, Instruments & Consumables
229 | 229 - Histology / Cytology (HC) Reagents, Instruments & Consumables
230 | 230 - Microbiol. Susc. / Ident. (SI) Reagents, Instruments & Consumables
231 | 231 - Blood Culture (BC) & Myco (MB) Reagents, Instruments & Consumables
232 | 232 - Nucleic Acid Testing Reagents, Instruments & Consumables
233 | 233 - Clinical Mass Spectrometry (LC-MS/MS) Reagents, Instruments & Consumables
250 | 250 - Total Instruments / Consumables / After Sales / Software
251 | 251 - CC / IA Instruments
252 | 252 - CC / IC Instruments
810 | 810 - Immuno / IA Lab Reagents incl. Cal / Controls, excl. NA Reagents
811 | 811 - Immuno / IA Lab Reagents incl. Cal / Controls, excl. NA Reagents & Coronavirus
900 | 900 - Laboratory Market
901 | 901 - Laboratory Market excl. NA Reagents & Instruments
902 | 902 - Laboratory Market excl. Coronavirus
903 | 903 - Laboratory Market excl. NA Reagents & Instruments & Coronavirus
910 | 910 - Laboratory Reagents
911 | 911 - Laboratory Reagents excl. NA Reagents
912 | 912 - Laboratory Reagents excl. Coronavirus
913 | 913 - Laboratory Reagents excl. NA Reagents & Coronavirus
914 | 914 - Laboratory Reagents excl. Glucose Test Strips Reagents
919 | 919 - Core Laboratory Reagents
920 | 920 - Clinical Chemistry and ImmunoAssay Reagents incl. Cal / Ctrl, excl. NA Reagents & Coronavirus
921 | 921 - Clinical Chemistry and TDM/DAT Reagents
922 | 922 - Immunochemistry excl. TDM/DAT Reagents
923 | 923 - Immunochemistry including Cytokines
924 | 924 - Haematology/Haemostasis/Immunohaematology/ Histology/ Cytology excluding Cytokines
930 | 930 - Infectious Diseases excl. Coronavirus Reagents
931 | 931 - Total ID Lab Reagents excl. NA Reagents / Rapid Tests (incl. Calibrators/Controls) & Coronavirus
935 | 935 - Other Virology excl. HPV and Coronavirus
940 | 940 - Nucleic Testing Reagents
941 | 941 - Nucleic Testing Reagents excl. Coronavirus NA Reagents
942 | 942 - Nucleic Testing Reagents excl. Respiratory Infections NA Reagents
945 | 945 - Nucleic Testing Reagents & Instruments
946 | 946 - Nucleic Testing Reagents & Instruments excl. Coronavirus NA Reagents
950 | 950 - Standards / Calibrators and Controls
951 | 951 - ClinChem / Immuno Controls
952 | 952 - Haematology/Histology/Cytology Controls
953 | 953 - Microbiology Controls
954 | 954 - Infectious Diseases Controls
960 | 960 - All Controls
970 | 970 - Rapid Tests & POC Reagents
971 | 971 - Self-Testing Reagents
972 | 972 - Rapid Tests & POC Reagents excl. Glucose Test Strips
973 | 973 - Rapid Tests & POC Reagents excl. Coronavirus - RT & POC
974 | 974 - Rapid Tests & POC Reagents excl. Glucose Test Strips & Coronavirus - RT & POC
980 | 980 - Rapid Tests & POC Market
981 | 981 - Diabetes Management Rapid Testing Market
982 | 982 - Rapid Tests & POC Market excl. Diabetes Management Rapid Testing Market
1440 | 1440 - All Microbiology (Culture) NA Reagents
1540 | 1540 - All Infectious Diseases NA Reagents
1541 | 1541 - All Infec. Diseases Bacteriology NA Reagents
1542 | 1542 - All Infec. Diseases Hepatitis Virus NA Reagents
1543 | 1543 - All Infec. Diseases Retrovirus NA Reagents
1544 | 1544 - All Infec. Diseases Other Virology NA Reagents
1545 | 1545 - All Infec. Diseases Parasitology NA Reagents
1546 | 1546 - All Infec. Diseases. Mycology NA Reagents
1547 | 1547 - All Infec. Diseases. Multiple Parameters & Others NA Reagents
1548 | 1548 - Staphylococci Testing - NA Reagents
1549 | 1549 - All Infectious Diseases NA Reagents excl. Coronavirus - NA Reagents
1560 | 1560 - Respiratory Infections Testing - NA Reagents
1561 | 1561 - Gastrointestinal Infection (GI) Testing - NA Reagents
1562 | 1562 - Sexually Transmitted Infection (STI)Testing - NA Reagents
1563 | 1563 - Extended Sexually Transmitted Infection (STI)Testing - NA Reagents
1564 | 1564 - Extended Respiratory Infections Testing - NA Reagents
1565 | 1565 - Extended Sexually Transmitted Infection (STI)Testing, wo Blood Virus - NA Reagents

## GIVD Groupings Ver.2026
GIVD Product Classification for in-vitro Diagnostic Products
GIVD Groupings Codes details - Version 2026
New / Changes
The following products are grouped under the code
1 - Reagents (Total)
11 | Clinical Chemistry Reagents
12 | Immunochemistry Reagents
13 | Haematology / Histology / Cytology Reagents
14 | Microbiology (Culture) Reagents
15 | Infectious Immunology Reagents
16 | Genetic Testing Reagents
The following products are grouped under the code
2 - Instruments and Consumables (Total)
21 | Chemistry / Immunochemistry Instruments
22 | Clinical Mass-Spectrometry (LC-MS/MS) instruments
23 | Haematology / Histology / Cytology Instruments
24 | Microbiology (Culture) Instruments
26 | Nucleic Acid Testing Instruments including Micro-Array Instruments
28 | Sample Processing Systems
29 | Other Instruments
The following products are grouped under the code
3 - Services (After Sales) and Spare Parts
31 | Services
32 | Service Parts (Parts used by Field Service)
The following products are grouped under the code
4 - Supporting Software (Bio-Informatics)
41 | Supporting Software
42 | Laboratory Information Software & Laboratory Middleware Systems
The following products are grouped under the code
6 - Total IVD Market
1 | Reagents (Total)
2 | Instruments & Consumables (Total)
3 | Services (After Sales)
4 | Supporting Software (Bio-informatics)
The following products are grouped under the code
100 - Total IVD Market excluding Diabetes Management RT Market
6 | Total IVD Market
- 981 | Diabetes Management Rapid Testing Market
The following products are grouped under the code
101 - Total IVD Market excluding All Coronavirus testing
6 | Total IVD Market
-170 | All Coronavirus Reagents
The following products are grouped under the code
102 - Total IVD Market excluding Diabetes Management RT Market & All Coronavirus testing
100 | Total IVD Market excluding Diabetes Management RT Market
-170 | All Coronavirus Reagents
The following products are grouped under the code
103 - Reagents (Total) excluding All Coronavirus testing
1 | Reagents (Total)
-170 | All Coronavirus Reagents
The following products are grouped under the code
110 - Clinical Chemistry Reagents excl. Rapid Tests & POC
11.01 | Enzymes
11.02 | Substrates
11.03 | Electrolytes Reagents (excluding Electrodes)
11.04 | Electrodes and Biosensors - Laboratory
11.30 | Multiple Parameters - Clinical Chemistry
11.50 | Controls/Standards/Calibrators Clinical Chemistry
11.90 | Other Clinical Chemistry
The following products are grouped under the code
111 - Clinical Chemistry Reagents excl. Rapid Tests, POC & Controls
11.01 | Enzymes
11.02 | Substrates
11.03 | Electrolytes Reagents (excluding Electrodes)
11.04 | Electrodes and Biosensors - Laboratory
11.30 | Multiple Parameters - Clinical Chemistry
11.90 | Other Clinical Chemistry
The following products are grouped under the code
112 - Urinalysis Reagents (Total) - Laboratory & RT/POC
11.30.05 | Urine Multiple Parameters Testing (CC) - Lab Reagents
11.70.02 | Urine Testing (CC) - RT & POC
14.01.07.01 | Urine Screening Reagents - Automated
14.01.07.02 | Urine Screening Manual - Strips, etc.
The following products are grouped under the code
118 - Therapeutic Drug Monitoring (Total)
12.08 | Therapeutic Drug Monitoring
12.80.08 | Therapeutic Drug Monitoring - Mass Spectrometry (LC-MS/MS)
The following products are grouped under the code
119 - Drug of Abuse / Toxicology (Total)
12.09 | Drugs of Abuse / Toxicology
12.80.09 | Drugs of Abuse / Toxicology - Mass Spectrometry (LC-MS/MS)
The following products are grouped under the code
120 - Endocrinology Testing
12.04 | Thyroid Function Hormones
12.05 | Fertility / Pregnancy Hormones / Proteins
12.06 | Individual and Specified Hormones / Proteins
12.07 | Anaemia Related / Vitamin Tests
The following products are grouped under the code
121 - Proteins
12.01 | Specific Proteins
12.11 | Rheumatoid - Inflammatory Diseases Markers
The following products are grouped under the code
122 - Glycated Heamoglobin (Total)
11.02.01.14 | Glycosylated/Glycated Haemoglobin (CC)
11.70.01.07 | HbA1c Test Strips
12.06.01.06 | Glycosylated/Glycated Haemoglobin (IC)
12.70.01.02 | Glycosylated/Glycated Haemoglobin (IC) - Rapid Test
The following products are grouped under the code
123 - Auto-Immune & Rheumatoid Diseases
12.10 | Auto-Immune Diseases
12.11.01.10 | Rheumatoid Factors
12.11.01.11 | Anti-Cyclic Citrullinated Peptide
The following products are grouped under the code
124 -Thyroid Markers (Total)
12.04 | Thyroid Function Hormones
12.10.03 | Thyroid-Auto-Immune Disease
The following products are grouped under the code
125 - Pre-natal screening
12.05.02.03 | Unconjugated (free) Estriol
12.05.02.05 | Human Chorionic Gonadotropin Total
12.05.02.10 | Pregnancy associated Plasma Protein - A (Downs)
12.05.02.11 | Placental Growth Factor (Pre-eclampsia)
12.05.02.12 | Soluble fms-like tyrosine kinase-1
12.05.02.13 | Free Beta HCG (prenatal Screening)
12.05.02.14 | Inhibin A/B (Prenatal Screening)
The following products are grouped under the code
126 - Auto-Immune & Rheumatoid Diseases & Calprotectine
123 | Auto-Immune & Rheumatoid Diseases
12.01.90.10 | Calprotectine
The following products are grouped under the code
127 - Inflamatory Bowel Disease Markers
12.10.08 | Inflamatory Bowel Disease (IBD)
12.01.03.05 | Lactoferrin
12.01.90.10 | Calprotectin
The following products are grouped under the code
128 - Neurological / Neurodegenerative Diseases Markers
12.01.90.14 | Beta-Amyloid (1-40)
12.01.90.15 | Beta-Amyloid (1-42)
12.01.90.16 | Total Tau
12.01.90.17 | human Tau (hTau)
12.01.90.18 | phosphorylated Tau (pTau)
12.01.90.19 | Neurofilament Light Chain (NFL)
The following products are grouped under the code
129 - Immunochemistry (Immunology) excl. Rapid Tests & POC
12 | Immunochemistry (Immunology)
- 12.70 | Immunochemistry- Rapid Tests & Point of Care
The following products are grouped under the code
130 - Haematology Reagents excl. Rapid Tests
13.01 | Haematology Reagents
-13.01.70 | Rapid Haematology Tests (Point-Of-Care/Near Patient)
The following products are grouped under the code
131 - Haemostasis Reagents excl. Rapid Tests
13.02 | Haemostasis Reagents (Coagulation)
-13.02.70 | Haemostasis Rapid Tests (Home Monitoring)
The following products are grouped under the code
133 - Haematology Reagents (Automated Analyzer)
13.01.01.01 | CBC Reagents
13.01.01.10 | Reticulocyte Reagents
13.01.50.01 | Control Blood Normal
13.01.50.02 | Control Blood Abnormal
13.01.50.03 | Control Blood Multilevel
13.01.50.05 | Platelet Control
13.01.50.06 | Reticulocyte Controls
13.01.50.07 | Whole Blood Controls
The following products are grouped under the code
140 - Bacteriology Culture, excl. Blood Culture
14.01.01 | Dehydrated Culture Media (Bacteriology)
14.01.02 | Prepared Media in Tubes (Bacteriology)
14.01.03 | Prepared Media in Bottles (Bacteriology)
14.01.04 | Prepared Media in Plates (Bacteriology)
14.01.07 | Urine Screening (Bacteriology)
14.01.08 | Stains, Buffers etc (Bacteriology)
14.01.09 | Environmental Generating Systems
14.01.13 | Mycobacteria Culture - Manual & Automated
The following products are grouped under the code
142 - Other Culture Tests
14.03 | Mycology
14.04 | Viral Culture
14.05 | Parasitology ( Microbiology )
14.90 | Other Microbiology
The following products are grouped under the code
143 - Bacteriology Mycology, Manual Reagents
14.01 | Bacteriology - Culture
14.02 | Bacteriology - Identification & Susceptibility Testing
14.03 | Mycology
-144 | Bacteriology Mycology, Automated Reagent
The following products are grouped under the code
144 - Bacteriology Mycology, Automated Reagents
14.01.07.01 | Urine Screening Systems - Automated
14.01.11.11 | Automated Blood Culture bottles
14.01.13.11 | Automated Mycobacteria Media (Bottles)
14.02.01 | Biochemical Identification and Susceptibility Testing - Automated
14.02.40 | Nucleic Acid Identification (Bacteriology)
14.03.04.03 | Identification Systems for Yeasts and Fungi - Automated
14.03.04.40 | Identification Systems for Yeasts and Fungi - NA Reagents
14.03.06.02 | Susceptibility Testing Systems for Yeasts and Fungi - Automated
The following products are grouped under the code
145 - Bacteriology Mycology, Automated ID Reagents
14.02.01.01 | Gram Negative Automated ID
14.02.01.03 | Gram Positive Automated ID
14.02.01.05 | Anaerobes and other fastidious ID
14.02.01.09 | Combined Susceptibility & Identification Systems Gram Negatives Automated
14.02.01.10 | Combined Susceptibility & Identification Systems Gram Positives Automated
14.02.01.90 | Other Automated Identification Testing (incl. consumables...)
14.03.04.03 | Identification Systems for Yeasts and Fungi - Automated
The following products are grouped under the code
146 - Bacteriology Mycology, Automated AST Reagents
14.02.01.07 | Gram Negative Automated Susceptibility Testing
14.02.01.08 | Gram Positive Automated Susceptibility Testing
14.02.01.09 | Combined Susceptibility & Identification Systems Gram Negatives Automated
14.02.01.10 | Combined Susceptibility & Identification Systems Gram Positives Automated
14.02.01.11 | Anaerobes and Fastidious Automated Suscept. Testing
14.02.01.91 | Other Automated Susceptibility Testing (incl consumables...)
14.03.06.02 | Susceptibility Testing Systems for Yeasts and Fungi - Automated
The following products are grouped under the code
149 - Anti-Microbial Resistance (AMR) Testing
14.01.04.04 | Chromogenic Resistance Marker Media (Plates) - MRSA, VRE, ESBL ...
14.02.05.04 | Targeted Resistance Tests - MRSA
14.02.05.05 | Targeted Resistance Tests - ESBL
14.02.05.06 | Targeted Resistance Tests - Carbapenemase
14.02.05.09 | Targeted Resistance Tests - Others
14.02.40.02 | Nucleic Acid Identification - manual / automated MRSA and/or MSSA
14.02.40.04 | Nucleic Acid Identification - manual / automated VRE
14.02.40.05 | Nucleic Acid Identification - manual / automated ESBL
14.02.40.06 | Nucleic Acid Identification - manual / automated Carbapenemase
14.02.40.07 | Nucleic Acid Identification - manual / automated AmpC
14.02.40.08 | Nucleic Acid Identification - manual / automated MRC-1
14.02.40.09 | Nucleic Acid Identification - manual / automated ESBL / Carbapenemase / AmpC / MRC combined (any combination)
14.02.40.07 | Nucleic Acid Identification - manual / automated ESBL / Carbapenemase combined
14.02.40.10 | Nucleic Acid Identification - manual / automated other resistance markers
The following products are grouped under the code
150 - Other Infectious Immunology
15.06 | Mycology - Infect. Immunology
15.30 | Multiple Parameters - Infect. Immunology
15.90 | Other Infectious Immunology
The following products are grouped under the code
151 - Total ID Lab Reagents excl. NA Reagents / Rapid Tests (incl. Calibrators/Controls)
15 | INFECTIOUS DISEASES
-1540 | All Infectious Diseases NA Reagents
-15.70 | Rapid Tests - Infectious Immunology
The following products are grouped under the code
152 - Chlamydia excl. NA Reagents
15.01.01.01 | Chlamydia trachomatis Antigen Detection
15.01.01.03 | Chlamydia trachomatis Antibodies - Total
15.01.01.04 | Chlamydia trachomatis Antibodies - IgA
15.01.01.05 | Chlamydia trachomatis Antibodies - IgG
15.01.01.06 | Chlamydia trachomatis Antibodies - IgM
15.01.01.11 | Chlamydia pneumoniae Antigen Detection
15.01.01.13 | Chlamydia pneumoniae Antibodies - Total
15.01.01.14 | Chlamydia pneumoniae Antibodies - IgA
15.01.01.15 | Chlamydia pneumonaie Antibodies - IgG
15.01.01.16 | Chlamydia pneumoniae Antibodies - IgM
15.01.01.90 | Other Chlamydia Reagents
The following products are grouped under the code
153 - Bacteriology (ID) excl. NA Reagents
152 | Chlamydia excl. NA Reagents
15.01.02.01 | Gonococcal Antigen Detection
15.01.02.03 | Gonococcal Antibody Assays Total
15.01.02.90 | Other Gonococci Reagents
15.01.03.01 | Syphilis Antigen Detection
15.01.03.03 | Syphilis Antibody Assays Total
15.01.03.05 | Syphilis Antibody IgG
15.01.03.06 | Syphilis Antibody IgM
15.01.03.90 | Other Syphilis Reagents
15.01.04.01 | H. Pylori Antigen Detection
15.01.04.03 | H. Pylori Antibody Assays
15.01.04.90 | Other H. Pylori Reagents
15.01.05.01 | Legionella Antigen Detection
15.01.05.03 | Legionella Antibody Assays
15.01.05.90 | Other Legionella Reagents
15.01.06.01 | Lyme Antigen Detection
15.01.06.03 | Lyme Antibody Total
15.01.06.05 | Lyme Antibody IgG
15.01.06.06 | Lyme Antibody IgM
15.01.06.90 | Other Lyme Borreliosis Reagents
15.01.07.01 | Mycobacterial Antigen Detection
15.01.07.03 | Mycobacterial Antibody Assays
15.01.07.10 | TB-IGRA (Interferon-‐Gamma-‐Release Assay)
15.01.07.90 | Other Mycobacteria Reagents
15.01.08.01 | Mycoplasma Antigen Detection
15.01.08.03 | Mycoplasma Antibody Assays
15.01.08.90 | Other Mycoplasma Reagents
15.01.09.03 | Pseudomonas Aeruginosa Antibody IgG
15.01.09.90 | Other Pseudomonas Aeruginosa Reagents
15.01.10.01 | Salmonella Antigen Detection
15.01.10.03 | Salmonella Antibody Assays
15.01.10.90 | Other Salmonella Reagents
15.01.11.01 | Streptococcal Direct Antigen Detection
15.01.11.90 | Other Streptococca Reagents
15.01.12.01 | Staphylococcal Direct Antigen Detection
15.01.12.11 | Staphylotoxin
15.01.12.90 | Other Staphylococci Reagents
15.01.13.01 | Listeria Antigen Detection
15.01.13.03 | Listeria Antibody Assays
15.01.13.11 | Listeria Monocytogenes direct Antigen detection
15.01.13.13 | Listeria Monocytogenes Antibody assays
15.01.13.90 | Other Listeria Reagents
15.01.14.01 | Campylobacter Direct Antigen Detection
15.01.14.90 | Other Campylobacter Reagents
15.01.15.01 | E. Coli Direct Antigen Detection
15.01.15.02 | E. Coli toxin
15.01.16.01 | C.difficile GDH detection
15.01.16.02 | C.difficile Toxin A/B detection
15.01.16.03 | C.difficile GDH and toxin A/B combined detection
15.01.16.90 | Other C.difficile Reagents
15.01.15.90 | Other E. Coli Reagents
15.01.90.01 | Brucella
15.01.90.03 | Coxiella burnetii (Q Fever)
15.01.90.04 | Leptospira
15.01.90.05 | Rickettsia
15.01.90.06 | Yersinia
15.01.90.07 | Bordetella pertussis / parapertussis
15.01.90.08 | Diphteria (Corynebacterium D.)
15.01.90.09 | Tetanus (Clostridium T.)
15.01.90.10 | Haemophilus influenzae
15.01.90.11 | Neisseria meningitidis
15.01.90.12 | Proteus
15.01.90.13 | Pseudomonas
15.01.90.14 | Shigella
15.01.90.90 | Other Other Bacteriology Immunoassay
The following products are grouped under the code
154 - Hepatitis B excl. NA Reagents
15.02.02.01 | Hepatitis B Surface Antigen
15.02.02.02 | Hepatitis B Surface Antigen - Confirmatory
15.02.02.04 | Hepatitis B Surface Antibody (Total)
15.02.02.05 | Hepatitis B Surface Antibody IgG
15.02.02.06 | Hepatitis B Surface Antibody IgM
15.02.02.11 | Hepatitis B Core Antigen
15.02.02.12 | Hepatitis B Core Antigen - Confirmatory
15.02.02.14 | Hepatitis B Core Antibody (Total)
15.02.02.15 | Hepatitis B Core Antibody IgG
15.02.02.16 | Hepatitis B Core Antibody IgM
15.02.02.21 | Hepatitis Be Antigen
15.02.02.22 | Hepatitis Be Antigen - Confirmatory
15.02.02.24 | Hepatitis Be Antibody (Total)
15.02.02.25 | Hepatitis Be Antibody IgG
15.02.02.26 | Hepatitis Be Antibody IgM
15.02.02.90 | Other HBV Reagents
The following products are grouped under the code
155 - Hepatitis C excl. NA Reagents
15.02.03.01 | HCV Antigen
15.02.03.02 | HCV Antigen - Confirmatory
15.02.03.04 | HCV Antibody (Total)
15.02.03.05 | HCV Antibody IgG
15.02.03.06 | HCV Antibody IgM
15.02.03.07 | HCV Antibody - Confirmatory
15.02.03.09 | HCV Ag/Ab Combi Test
15.02.03.90 | Other HCV Reagents
The following products are grouped under the code
156 - Hepatitis excl. NA Reagents
154 | Hepatitis B excl NA Reagents
155 | Hepatitis C excl NA Reagents
15.02.01.02 | HAV Antigen Confirmatory
15.02.01.04 | HAV Antibody (Total)
15.02.01.05 | HAV Antibody IgG
15.02.01.06 | HAV Antibody IgM
15.02.01.90 | Other HAV Reagents
15.02.04.01 | Hepatitis Delta Antigen
15.02.04.02 | Hepatitis Delta Antigen - Confirmatory
15.02.04.04 | Hepatitis Delta Antibody (Total)
15.02.04.05 | Hepatitis Delta Antibody IgG
15.02.04.06 | Hepatitis Delta Antibody IgM
15.02.04.90 | Other HDV Reagents
15.02.05.01 | HEV Antigen
15.02.05.02 | HEV Antigen - Confirmatory
15.02.05.04 | HEV Antibody (Total)
15.02.05.05 | HEV Antibody IgG
15.02.05.06 | HEV Antibody IgM
15.02.05.07 | HEV Antibody - Confirmatory
15.02.05.90 | Other HEV Reagents
15.02.07.01 | HGV Antigen
15.02.07.02 | HGV Antigen - Confirmatory
15.02.07.04 | HGV Antibody (Total)
15.02.07.05 | HGV Antibody IgG
15.02.07.06 | HGV Antibody IgM
15.02.07.90 | Other HGV Reagents
15.02.24.01 | HXV Antigen
15.02.24.02 | HXV Antigen - Confirmatory
15.02.24.04 | HXV Antibody (Total)
15.02.24.05 | HXV Antibody IgG
15.02.24.06 | HXV Antibody IgM
15.02.24.90 | Other HXV Reagents
15.02.90.90 | Other Hepatitis Viruses Reagents
The following products are grouped under the code
157 - Retrovirus excl. NA Reagents
15.03.01.01 | HIV 1 Antigen
15.03.01.02 | HIV 1 Antigen - Confirmatory
15.03.01.04 | HIV 1 Antibody (Total)
15.03.01.05 | HIV 1 Antibody IgG
15.03.01.07 | HIV 1 Antibody - Confirmatory
15.03.01.90 | Other HIV 1 Reagents
15.03.02.01 | HIV 2 Antigen
15.03.02.04 | HIV 2 Antibody
15.03.02.07 | HIV 2 Antibody - Confirmatory
15.03.02.90 | Other HIV 2 Reagents
15.03.10.01 | HIV P24 Antigen
15.03.10.04 | HIV P24 Antibody
15.03.10.90 | Other HIV P24 Reagents
15.03.20.01 | HIV Multiple Antigen
15.03.20.04 | HIV Multiple Antibody
15.03.20.07 | HIV Multiple Antibody - Confirmatory
15.03.20.09 | HIV Multiple Ag/Ab Combi Test
15.03.20.90 | Other HIV Multiple (1/2) Reagents
15.03.30.01 | HTLV I Antigen
15.03.30.04 | HTLV I Antibody
15.03.30.07 | HTLV I Antibody - Confirmatory
15.03.30.90 | Other HTLV I Reagents
15.03.31.01 | HTLV II Antigen
15.03.31.04 | HTLV II Antibody
15.03.31.07 | HTLV II Antibody - Confirmatory
15.03.31.90 | Other HTLV II Reagents
15.03.32.01 | HTLV Multiple Antigen
15.03.32.04 | HTLV Multiple Antibody
15.03.32.07 | HTLV Multiple Antibody - Confirmatory
15.03.32.90 | Other HTLV Multiple Reagents
The following products are grouped under the code
158 - Other Virology excl. NA Reagents
15.04.01.04 | Rubella Virus Antibodies - Total
15.04.01.05 | Rubella Virus IgG
15.04.01.06 | Rubella Virus IgM
15.04.01.90 | Other Rubella Virus Reagents
15.04.02.01 | CMV Antigen
15.04.02.04 | CMV Antibodies - Total
15.04.02.05 | CMV IgG
15.04.02.06 | CMV IgM
15.04.02.07 | CMV IgG - Avidity
15.04.02.90 | Other CMV Reagents
15.04.03.01 | HSV Antigen
15.04.03.04 | HSV 1+2 Antibodies - Total
15.04.03.05 | HSV 1+2 Antibodies - IgG
15.04.03.06 | HSV 1+2 Antibodies - IgM
15.04.03.07 | HSV 1 Antibodies - Total
15.04.03.08 | HSV 1 IgG
15.04.03.09 | HSV 1 IgM
15.04.03.10 | HSV 2 Antibodies - Total
15.04.03.11 | HSV 2 IgG
15.04.03.12 | HSV 2 IgM
15.04.03.90 | Other HSV Reagents
15.04.04.04 | EBV Antibodies - Total
15.04.04.05 | EBV IgG - Total
15.04.04.06 | EBV IgM - Total
15.04.04.07 | EBV VCA IgG
15.04.04.08 | EBV VCA IgM
15.04.04.09 | EBV EBNA IgG
15.04.04.10 | EBV EA IgG
15.04.04.11 | EBV EA IgM
15.04.04.12 | EBV Antibodies Others
15.04.04.90 | Other EBV Reagents
15.04.05.04 | Measles Virus Antibodies - Total
15.04.05.05 | Measles Virus IgG
15.04.05.06 | Measles Virus IgM
15.04.05.90 | Other Measles Virus Reagents
15.04.06.04 | Mumps / Parotitis Virus Antibodies - Total
15.04.06.05 | Mumps / Parotitis Virus IgG
15.04.06.06 | Mumps / Parotitis Virus IgM
15.04.06.90 | Other Mumps / Parotitis Virus Reagents
15.04.07.04 | Varicella Zoster Virus Antibodies - Total
15.04.07.05 | Varicella Zoster Virus IgG
15.04.07.06 | Varicella Zoster Virus IgM
15.04.07.90 | Other Varicella Zoster Virus Reagents
15.04.08.09 | HPV Antigen / Antibodies
15.04.08.90 | Other HPV Reagents
15.04.09.01 | Coronavirus Ag
15.04.09.04 | Coronavirus Antibodies - Total
15.04.09.05 | Coronavirus IgG
15.04.09.06 | Coronavirus IgM
15.04.09.07 | Coronavirus IgA
15.04.09.90 | Other Coronavirus Reagents
15.04.80.01 | Adenovirus
15.04.80.02 | Enterovirus
15.04.80.04 | Influenza & Para Influenza
15.04.80.05 | Respiratory Syncytial Virus (RSV)
15.04.80.06 | Rotavirus
15.04.80.09 | Parvovirus B 19
15.04.80.11 | Dengue Virus
15.04.80.12 | FSME Virus
15.04.80.13 | LCM Virus
15.04.80.14 | Hantavirus / Bunyavirus
15.04.80.15 | Avian Influenza
15.04.80.16 | Norovirus
15.04.80.17 | Human Metapneumovirus
15.04.80.18 | Bocavirus
15.04.80.20 | Rhinovirus
15.04.80.21 | Parechovirus
15.04.80.22 | BK virus
15.04.80.23 | JC virus
15.04.80.24 | HHV-6,7,8
15.04.80.25 | Chikungunya Virus
15.04.80.26 | West Nile Virus
15.04.80.27 | Ebola (Filovirus)
15.04.80.28 | Crimean–Congo hemorrhagic fever (CCHF)
15.04.80.29 | Astrovirus
15.04.80.30 | Zika Virus
15.04.80.31 | Monkeypox virus / mpox
15.04.80.90 | Other Viral Antigen/Antibody Detection
15.04.90.90 | Other Other Virology Reagents
The following products are grouped under the code
159 - All Infec. Diseases Parasitology excl. NA Reagents
15.05 | Parasitology (Infect. Immunology)
- 1545 | All Infec. Immunology Parasitology NA Reagents
The following products are grouped under the code
160 - All Infec. Diseases Mycology excl. NA Reagents
15.06 | Mycology (Infect. Immunology)
- 1546 | All Infec. Immunology Mycology NA Reagents
The following products are grouped under the code
161- All Infec. Diseases Multiple Parameters & Others excl. NA Reagents
15.30 | Multiple Parameters - Infect. Immunology
15.90 | Other Infectious Immunology
- 1547 | All Infec. Imm. Multiple Parameters & Others NA Reagents
The following products are grouped under the code
162 - All Infec. Diseases excl. NA Reagents
15 | INFECTIOUS DISEASES
-1540 | All Infectious Immunology NA Reagents
The following products are grouped under the code
170 - All Coronavirus Reagents
15.04.09 | Coronavirus
15.70.04 | Coronavirus - RT & POC
The following products are grouped under the code
171 - All Coronavirus excl. NA & RT Reagents
15.04.09 | Coronavirus
- 15.04.09.40 | Coronavirus - NA Reagents
The following products are grouped under the code
172 - All Coronavirus Reagents excl. NA Reagents
170 | All Coronavirus Reagents
- 15.04.09.40 | Coronavirus - NA Reagents
The following products are grouped under the code
210 - Laboratory Instruments & Consumables
21.01 | Chemistry (CH)
21.02 | Immunochemistry (IC) & Infectious Immunology Instruments (II)
21.03 | Integrated / Modular Chemistry / Immunochemistry / Infec. Immunology (IM)
21.04 | Blood Gases - Electrolytes & Metabolites (GE) - Laboratory
21.05 | Electrophoresis - Chromatography (EC)
21.06 | Urinalysis (UR) - Laboratory
21.09 | Other Chemistry / Immunochemistry (Other_CI )
22.01 | Clinical Mass-Spectrometry (LC-MS/MS)
23.01 | Cell Counting (CC)
23.02 | Haemostasis (HS)
23.03 | Blood Grouping (BG)
23.04 | Flow Cytometry (FC)
23.05 | Histology / Cytology (HC)
23.09 | Other Haematology / Histology / Cytology (Other_HHC)
24 | Microbiology (Culture) Instruments
26.02 | Nucleic Acid Testing Extraction Instruments
26.03 | Nucleic Acid Testing Amplification Detection Instruments
26.04 | Nucleic Acid Testing Integrated Extraction/Amplification/Detection Instruments
26.05 | Nucleic Acid Testing Micro-Arrays Instruments (MA)
26.06 | Nucleic Acid Testing Sequencing Instruments
26.09 | Others Nucleic Acid Testing Instruments (NA)
28 | Sample Processing Systems
29 | Other Instruments
The following products are grouped under the code
217 - Rapid Test Instruments & Consumables
21.07 | Chemistry / Immunochemistry Rapid Test + POC (RT_CI)
23.07 | Haematology / Haemostasis / Immunohaemotology / Histology / Cytology Rapid Test (RT_HHIHC)
26.07 | Nucleic Acid Testing Instruments Rapid Test + POC (RT&POC_NA)
The following products are grouped under the code
219 - Core Laboratory Reagents, Instruments & Consumables
220 | Clin Chem / Immuno. Lab Reagents, Instruments & Consumables
224 | Cell Counting Reagents, Instruments & Consumables
225 | Haemostasis Reagents (Coagulation), Instruments & Consumables
The following products are grouped under the code
220 - ClinChem / Immuno Lab Reagents, Instruments & Consumables
110 | Clinical Chemistry Reagents excl Rapid Test & POC
810 | Immunochem/IA/CMS Lab Reagents
21.01 | Chemistry (CH)
21.02 | Immunochemistry (IC) & Infectious Immunology Instruments (II)
21.03 | Integrated / Modular Chemistry / Immunochemistry / Infec. Immunology (IM)
21.04 | Blood Gases - Electrolytes & Metabolites (GE) - Laboratory
21.05 | Electrophoresis - Chromatography (EC)
21.06 | Urinalysis (UR) - Laboratory
21.09 | Other Chemistry / Immunochemistry (Other_CI )
22.01 | Clinical Mass-Spectrometry (LC-MS/MS)
The following products are grouped under the code
222 - Blood Gas Reagents, Instruments & Consumables
11.70.31 | Blood Gas Electrodes POC
21.04 | Blood Gases - Electrolytes & Metabolites (GE) - Laboratory
21.07.11.01 | POC Blood Gas Electrodes Hardware + acc + cons + software
21.07.11.03 | POC Blood Gas / Electolytes Electrodes Hardware + acc + cons + software
21.07.11.04 | POC Blood Gas incl. Electrolytes / Metabolites Cassettes Unitary-Use Hardware + acc + cons + software
21.07.11.05 | POC Blood Gas incl. Electrolytes / Metabolites Cassetttes Multi-Use Hardware + acc + cons + software
The following products are grouped under the code
223 - ClinChem / Immuno RT & POC Reagents, Instruments & Consumables
11.70 | Rapid Tests - Clinical Chemistry (RT & POC)
12.70 | Rapid Tests - Immunochemistry (RT & POC)
21.07 | Chemistry / Immunochemistry Rapid Test + POC (RT_CI)
The following products are grouped under the code
224 - Haematology Reagents, Instruments & Consumables, excl. Rapid testing
133 | Haematology Reagents (Automated Analyzer)
23.01 | Haematology / Cell Counting (CC)
The following products are grouped under the code
225 - Haemostasis Reagents (Coagulation), Instruments & Consumables
13.02 | Haemostasis Reagents (Coagulation)
23.02 | Haemostasis (HS)
23.07.10.02 | RT_Coagulation Hardware +accessories + consumables + software
The following products are grouped under the code
226 - Haemostasis Reagents (Coagulation) RT, Instruments & Consumables
13.02.70 | Haemostasis Rapid Tests (Home Monitoring)
23.07.10.02 | RT_Coagulation Hardware +accessories + consumables + software
The following products are grouped under the code
2261 - Haemostasis (Coagulation) excl. Rapid Testing
225 | Haemostasis Reagents (Coagulation), Instruments & Consumables
- 226 | Haemostasis Reagents (Coagulation) RT, Instruments & Consumables
The following products are grouped under the code
227 - Immunohaema.(BG) Reagents, Instruments & Consumables
13.03 | Immunohaematology (Blood Grouping)
13.04 | Tissue Typing Reagents
23.03 | Blood Grouping (BG)
The following products are grouped under the code
228 - Flow Cytometry (FC) Reagents, Instruments & Consumables
13.05 | Monoclonal Antibodies
23.04 | Flow Cytometry (FC)
The following products are grouped under the code
229 - Histology / Cytology (HC) Reagents, Instruments & Consumables
13.07 | Histology/Cytology Reagents
23.05 | Histology / Cytology (HC)
The following products are grouped under the code
230 - Microbiol. Susc. / Ident. (SI) Reagents, Instruments & Consumables
14.02 | Bacteriology - Identification & Susceptibility Testing
24.01 | Microbiology Susceptibility / Identification (SI)
The following products are grouped under the code
231 - Blood Culture (BC) & Myco (MB) Reagents, Instruments & Consumables
24.02 | Blood Culture (BC) & Mycobacteria (MB)
14.01.11 | Blood Culture - Manual & Automated
14.01.13 | Mycobacteria Culture - Manual & Automated
The following products are grouped under the code
232 - Nucleic Acid Testing Reagents, Instruments & Consumables
940 | Nucleic Testing Reagents
26 | Nucleic Acid Testing Instruments including Micro-Array Instruments
The following products are grouped under the code
233 - Clinical Mass Spectrometry (LC-MS/MS) Reagents, Instruments & Consumables
12.80 | Immunochemistry – Clinical Mass Spectrometry
22 | Clinical Mass-Spectrometry (LC-MS/MS) instruments
The following products are grouped under the code
250 - Total Instruments / Consumables / After Sales / Software
210 | Laboratory Instruments & Consumables
217 | Rapid Test Instruments & Consumables
3 | Services (After Sales)
4 | Supporting Software (Bio-Informatics)
The following products are grouped under the code
251 - CC / IA Instruments
21.01 | Chemistry (CH)
21.02 | Immunochemistry (IC) & Infectious Immunology Instruments (II)
21.03 | Integrated / Modular Chemistry / Immunochemistry / Infec. Immunology (IM)
21.06 | Urinalysis (UR) - Laboratory
22.01 | Clinical Mass-Spectrometry (LC-MS/MS)
The following products are grouped under the code
252 - CC / IC Instruments
21.01 | Chemistry (CH)
21.02 | Immunochemistry (IC) & Infectious Immunology Instruments (II)
21.03 | Integrated / Modular Chemistry / Immunochemistry / Infec. Immunology (IM)
21.04 | Blood Gases - Electrolytes & Metabolites (GE) - Laboratory
21.05 | Electrophoresis - Chromatography (EC)
21.06 | Urinalysis (UR) - Laboratory
21.09 | Other Chemistry / Immunochemistry (Other_CI )
22.01 | Clinical Mass-Spectrometry (LC-MS/MS)
The following products are grouped under the code
810 - Immuno / IA / CMS Lab Reagents incl. Cal / Controls, excl. NA Reagents
12.01 | Specific Proteins
12.02 | Allergy
12.03 | Tumour Markers
12.04 | Thyroid Function Hormones
12.05 | Fertility / Pregnancy Hormones / Proteins
12.06 | Individual and Specified Hormones / Proteins
12.07 | Anemia Related / Vitamin Tests
12.08 | Therapeutic Drug Monitoring
12.09 | Drugs of Abuse / Toxicology
12.10 | Auto-Immune Diseases
12.11 | Rheumatoid - Inflammatory Diseases Markers
12.12 | Specific Organ Function Assays
12.13 | Cardiac Markers
12.14 | Traumatic Brain Injury Markers
12.30 | Multiple Parameters - Immunochemistry
12.50 | Controls/Standards/Calibrators Immunochemistry
12.90 | Other Immunochemistry
15.01 | Bacteriology (Infect. Immunology)
15.02 | Hepatitis Viruses
15.03 | Retroviruses
15.04 | Other Virology (Infect. Immunology)
15.05 | Parasitology (Infect. Immunology)
15.06 | Mycology (Infect. Immunology)
15.30 | Multiple Parameters - Infect. Immunology
15.50 | Controls/Standards/Calibrators - Infect. Immunology
15.90 | Other Infectious Immunology
12.80 | Immunochemistry – Clinical Mass Spectrometry
- 1540 | All Infecious Immunology NA Reagents
The following products are grouped under the code
811 - Immuno / IA Lab Reagents incl. Cal / Controls, excl. NA Reagents & Coronavirus
810 | Immuno / IA Lab Reagents incl. Cal / Controls, excl. NA Reagents
- 171 | Coronavirus excl. NA Reagents
The following products are grouped under the code
900 - Laboratory Market
210 | Laboratory Instruments
3 | Services (After Sales)
910 | Laboratory Reagents
4 | Supporting Software
- 31.01.01.07 | POC /RT Clin. Chem.-ImmunoChem After sales:technical Services: Maintenance and Repair (includes Revenue from Contracts, Labour, and Travel)
- 32.01.01.07 | POC / RT Clin. Chem.-ImmunoChem - Spare parts
The following products are grouped under the code
901 - Laboratory Market excl. NA Reagents & Instruments
900 | Laboratory Market
- 940 | Nucleic Testing Reagents
- 26 | Nucleic Acid Testing Instruments including Micro-Array Instruments
- 31.01.01.60 | Nucleic Acid Testing including Micro-Array After sales:technical Services: Maintenance and Repair (includes Revenue from Contracts, Labour, and Travel)
- 32.01.01.60 | Nucleic Acid Testing including Micro-Array - Spare parts
902 - Laboratory Market excl. Coronavirus
900 | Laboratory Market
- 15.04.09 | Coronavirus
903 - Laboratory Market excl. NA Reagents & Instruments & Coronavirus
901 | Laboratory Market excl. NA Reagents & Instruments
- 15.04.09.01 | Coronavirus Ag
- 15.04.09.04 | Coronavirus Antibodies - Total
- 15.04.09.05 | Coronavirus IgG
- 15.04.09.06 | Coronavirus IgM
- 15.04.09.07 | Coronavirus IgA
- 15.04.09.90 | Other Coronavirus Reagents
The following products are grouped under the code
910 - Reagents excl. Rapid Test & POC Reagents
1 | Reagents (Total)
- 970 | Rapid Test & POC Reagents
The following products are grouped under the code
911 - Laboratory Reagents excl. NA Reagents
910 | Laboratory Reagents
- 940 | Nucleic Testing Reagents
The following products are grouped under the code
912 - Laboratory Reagents excl. Coronavirus
910 | Laboratory Reagents excl. Rapid Test & POC Reagents
- 15.04.09 | Coronavirus
The following products are grouped under the code
913 - Laboratory Reagents excl. NA Reagents & Coronavirus
911 | Laboratory Reagents excl. NA Reagents
- 15.04.09.01 | Coronavirus Ag
- 15.04.09.04 | Coronavirus Antibodies - Total
- 15.04.09.05 | Coronavirus IgG
- 15.04.09.06 | Coronavirus IgM
- 15.04.09.07 | Coronavirus IgA
- 15.04.09.90 | Other Coronavirus Reagents
The following products are grouped under the code
914 - Reagents excl. Glucose Test Strips Reagents
1 | Reagents (Total)
- 11.70.01.07 | Glucose Test Strips
The following products are grouped under the code
919 - Core Laboratory Reagents
110 | Clinical Chemistry Reagents excl Rapid Test & POC
810 | Immunochem/IA/CMS Lab Reagents
133 | Haematology Reagents (Automated Analyzer)
13.02 | Haemostasis Reagents (Coagulation)
The following products are grouped under the code
920 - Clinical Chemistry and ImmunoAssay Reagents incl. Cal / Ctrl, excl. NA Reagents & Coronavirus
110 | Clinical Chemistry Reagents excl Rapid Test & POC
811 | Immuno / IA Lab Reagents incl. Cal / Controls, excl. NA Reagents & Coronavirus
The following products are grouped under the code
921 - Clinical Chemistry and TDM/DAT Reagents
110 | Clinical Chemistry Reagents excl Rapid Test & POC
12.08 | Therapeutic Drug Monitoring
12.09 | Drugs of Abuse / Toxicology
12.80.08 | Therapeutic Drug Monitoring - Mass Spectrometry (LC-MS/MS)
12.80.09 | Drugs of Abuse / Toxicology - Mass Spectrometry (LC-MS/MS)
The following products are grouped under the code
922 - Immunochemistry excl. TDM/DAT Reagents
12 | Clinical Chemistry Reagents excl Rapid Test & POC
- 12.08 | Therapeutic Drug Monitoring
- 12.09 | Drugs of Abuse / Toxicology
- 12.80.08 | Therapeutic Drug Monitoring - Mass Spectrometry (LC-MS/MS)
- 12.80.09 | Drugs of Abuse / Toxicology - Mass Spectrometry (LC-MS/MS)
The following products are grouped under the code
923 - Immunochemistry including Cytokines
12 | Immunochemistry (Immunology)
13.06 | Cytokines (Lymphokines) / Immunmodulators
The following products are grouped under the code
924 - Haematology/Haemostasis/Immunohaematology/ Histology/ Cytology excluding Cytokines
13 | Haematology / Histology / Cytology Reagents
- 13.06 | Cytokines (Lymphokines) / Immunmodulators
The following products are grouped under the code
930 - Infectious Diseases excl. Coronavirus Reagents
15 | INFECTIOUS DISEASES
-170 | All Coronavirus Reagents
The following products are grouped under the code
931 - Total ID Lab Reagents excl. NA Reagents / Rapid Tests (incl. Calibrators/Controls) & Coronavirus
151 | Total ID Lab Reagents excl. NA Reagents / Rapid Tests (incl. Calibrators/Controls)
- 15.04.09.01 | Coronavirus Ag
- 15.04.09.04 | Coronavirus Antibodies - Total
- 15.04.09.05 | Coronavirus IgG
- 15.04.09.06 | Coronavirus IgM
- 15.04.09.07 | Coronavirus IgA
- 15.04.09.90 | Other Coronavirus Reagents
The following products are grouped under the code
935 - Other Virology excl. HPV and Coronavirus
15.04 | Other Virology
- 15.04.08 | HPV
- 15.04.09 | Cororavirus
The following products are grouped under the code
940 - Nucleic Testing Reagents
16 | Genetic Testing
1440 | All Microbiology (Culture) NA Reagents
1540 | All Infectious Diseases NA Reagents
The following products are grouped under the code
941 - Nucleic Testing Reagents excl. Coronavirus NA Reagents
940 | Nucleic Testing Reagents
- 15.04.09.40 | Coronavirus - NA Reagents
The following products are grouped under the code
942 - Nucleic Testing Reagents excl. Respiratory Infections NA Reagents
940 | Nucleic Testing Reagents
- 1560 | Respiratory Infections Testing - NA Reagents
The following products are grouped under the code
945 - Nucleic Testing Reagents & Instruments
940 | Nucleic Testing Reagents
26 | Nucleic Acid Testing Instruments including Micro-Array Instruments
31.01.01.60 | Nucleic Acid Testing including Micro-Array After sales:technical Services: Maintenance and Repair (includes Revenue from Contracts, Labour, and Travel)
32.01.01.60 | Nucleic Acid Testing including Micro-Array - Spare parts
The following products are grouped under the code
946 - Nucleic Testing Reagents & Instruments excl. Coronavirus NA Reagents
945 | Nucleic Testing Reagents & Instruments
- 15.04.09.40 | Coronavirus - NA Reagents
The following products are grouped under the code
950 - Standards / Calibrators and Controls
11.50 | Controls, Standards and Calibrators - Clinical Chemistry
11.70.01.50 | Controls (Blood Test Strips)
11.70.01.70 | Calibrators and Standards (Blood Test Strips)
11.70.02.50 | Urine Testing Controls
11.70.02.70 | Urine Testing Calibrators and Standards
11.70.31.50 | Blood Gas Controls
11.70.31.70 | Blood Gas Calibrators and Standards
11.70.32.50 | Multiple Parameters POC Controls
11.70.32.70 | Multiple Parameters POC Calibrators and Standards
12.50 | Controls, Standards and Calibrators Immunochemistry
12.70.50 | Controls, Standards and Calibrators Immunochem - Rapid Tests
12.80.50 | Controls, Standards and Calibrators - Immunochemistry – Mass Spectrometry (LC-MS/MS)
13.01.50 | Haematology Controls and Calibrators
13.01.70.50 | Haematology Controls - RT & POC
13.01.70.70 | Haematology Standards and Calibrators - RT & POC
13.02.50 | Haemostasis Calibrators/Controls
13.02.70.50 | Haemostasis Controls Rapid Tests
13.02.70.70 | Haemostasis Standards and Calibrators Rapid Tests
13.03.50 | Immunohaematology Controls
13.05.50 | Flow Cytometry Controls
13.06.01.50 | Cytokines Calibrators/Controls
14.50 | Controls/Standards/Calibrators - Microbiology
15.50 | Controls/Standards/Calibrators - Infect. Immunology / NAT
15.70.50 | Controls, Standards and Calibrators Infectious Immunology/NAT - RT & POC
The following products are grouped under the code
951 - ClinChem. / ImmunoChem. Controls
11.50.01 | Multicomponent Controls (Clinical Chemistry)
11.50.02 | Specific Controls (Clinical Chemistry)
11.70.01.50 | Controls (Blood Test Strips)
11.70.02.50 | Urine Testing Controls
11.70.31.50 | Blood Gas Controls
11.70.32.50 | Multiple Parameters POC Controls
12.50.01 | Specific Controls ImmunoChemistry
12.50.02 | Multicomponent Controls ImmunoChemistry
12.70.50.50 | Controls ImmunoChem - Rapid Test
12.80.50.01 | Single-parameter Controls - Immunochemistry – Mass Spectrometry (LC-MS/MS)
12.80.50.02 | Multi-parameter Controls - Immunochemistry – Mass Spectrometry (LC-MS/MS)
The following products are grouped under the code
952 - Haematology/Histology/Cytology Controls
13.01.50.01 | Blood Normal Controls
13.01.50.02 | Blood Abnormal Controls
13.01.50.03 | Blood Multilevel Controls
13.01.50.04 | Haemoglobin Controls
13.01.50.05 | Platelet Controls
13.01.50.06 | Reticulocyte Controls
13.01.50.90 | Other Haematology Controls
13.01.70.50 | Haematology Controls - RT & POC
13.02.50.02 | Haemostasis Control Plasmas
13.02.50.90 | Other Haemostasis Controls
13.02.70.50 | Haemostasis Controls - RT & POC
13.03.50 | Immunohaematology Controls
13.04.01.04 | HLA Control Cells
13.05.50 | Flow Cytometry Controls
13.06.01.50 | Cytokines Calibrators/Controls
The following products are grouped under the code
953 - Microbiology Controls
14.50.01 | Controls/Standards/Calibrators Microbiology
The following products are grouped under the code
954 - Infectious Diseases Controls
15.50.01 | Controls - Infect. Immunology / NAT
15.70.50.50 | Controls Infectious Immunology/NAT - RT & POC
The following products are grouped under the code
960 - All Controls
951 | ClinChem. / ImmunoChem. Controls
952 | Haematology/Histology/Cytology Controls
953 | Microbiology Controls
954 | Infectious Diseases Controls
The following products are grouped under the code
970 - Rapid Tests & POC Reagents
11.70 | Rapid Tests - Clinical Chemistry
12.70 | Rapid Tests - Immunochemistry
13.01.70 | Rapid Haematology Tests (Point-Of-Care/Near Patient)
13.02.70 | Haemostasis Rapid Tests (Home Monitoring)
14.70 | Rapid Tests - Microbiology
15.70 | Rapid Tests - Infectious Immunology
The following products are grouped under the code
971 - Self-Testing Reagents
11.70.01.01 | Glucose Test Strips
12.70.05.02 | HCG - Rapid Tests
13.02.70.01 | Prothrobin Time Rapid Tests
The following products are grouped under the code
972 - Rapid Tests & POC Reagents excl. Glucose Test Strips
970 | Rapid Tests & POC Reagents
- 11.70.01.07 | Glucose Test Strips
The following products are grouped under the code
973 - Rapid Tests & POC Reagents excl. Coronavirus - RT & POC
970 | Rapid Tests & POC Reagents
15.70.04 | Coronavirus - RT & POC
The following products are grouped under the code
974 - Rapid Tests & POC Reagents excl. Glucose Test Strips & Coronavirus - RT & POC
972 | Rapid Tests & POC Reagents excl. Glucose Test Strips
15.70.04 | Coronavirus - RT & POC
The following products are grouped under the code
980 - Rapid Tests & POC Market
217 | Rapid Test Instruments & Consumables
970 | Rapid Test & POC Reagents
31.01.01.07 | POC /RT Clin. Chem.-ImmunoChem After sales:technical Services: Maintenance and Repair (includes Revenue from Contracts, Labour, and Travel)
32.01.01.07 | POC / RT Clin. Chem.-ImmunoChem - Spare parts
42.03 | Point of Care Software
The following products are grouped under the code
981 - Diabetes Management Rapid Testing Market
11.70.01.01 | Glucose Test Strips
21.07.10.01 | RT_BGM Hardware + accessories + consumables + software
21.07.10.02 | RT_BG POC Hardware + accessories + consumables + software
The following products are grouped under the code
982 - Rapid Tests & POC Market excl. Diabetes Management Rapid Testing Market
980 | Rapid Tests & POC Market
- 981 | Diabetes Management Rapid Testing Market
The following products are grouped under the code
1440 - All Microbiology (Culture) NA Reagents
14.02.40.01 | Nucleic Acid Identification - manual / automated bacteria spp / sspp
14.02.40.02 | Nucleic Acid Identification - manual / automated MRSA and/or MSSA
14.02.40.04 | Nucleic Acid Identification - manual / automated VRE
14.02.40.05 | Nucleic Acid Identification - manual / automated ESBL
14.02.40.06 | Nucleic Acid Identification - manual / automated Carbapenemase
14.02.40.07 | Nucleic Acid Identification - manual / automated AmpC
14.02.40.08 | Nucleic Acid Identification - manual / automated MRC-1
14.02.40.09 | Nucleic Acid Identification - manual / automated ESBL / Carbapenemase / AmpC / MRC combined (any combination)
14.02.40.10 | Nucleic Acid Identification - manual / automated other resistance markers
14.02.40.90 | Other Nucleic Acid Identification - manual / automated
14.03.04.40 | Identification Systems for Yeasts and Fungi - NA Reagents
The following products are grouped under the code
1540 - All Infectious Diseases NA Reagents
1541 | All Infec. Diseases Bacteriology NA Reagents
1542 | All Infec. Diseases Hepatitis Virus NA Reagents
1543 | All Infec. Diseases Retrovirus NA Reagents
1544 | All Infec. Diseases Other Virology NA Reagents
1545 | All Infec. Diseases Parasitology NA Reagents
1546 | All Infec. Diseases Mycology NA Reagents
1547 | All Infec. Diseases. Multiple Parameters & Others NA Reagents
The following products are grouped under the code
1541 - All Infec. Diseases Bacteriology NA Reagents
15.01.01.40 | Chlamydia trachomatis detection by NA Reagents
15.01.01.41 | Chlamydia pneumoniae detection by NA Reagents
15.01.02.40 | Gonococcal detection by NA Reagents
15.01.03.40 | Syphilis detection by NA Reagents
15.01.04.40 | H. pylori Detection by NA Reagents
15.01.05.40 | Legionella Detection by NA Reagents
15.01.06.40 | Lyme Detection by NA Reagents
15.01.07.40 | Mycobactera Detection by NA Reagents
15.01.08.40 | Urogenital Ureaplasma & Mycoplasma Detection by NA Reagents
15.01.08.41 | Mycoplasma pneumoniae Detection by NA Reagents
15.01.09.40 | Pseudomonas Detection by NA Reagents
15.01.10.40 | Salmonella Detection by NA Reagents
15.01.11.40 | Streptococcal Detection by NA Reagents
15.01.11.41 | Strep A Detection by NA Reagents
15.01.11.42 | Strep B Detection by NA Reagents
15.01.11.43 | Strep pneumoniae by NA Reagents
15.01.12.40 | Staphylococcal detection By NA Reagents
15.01.13.40 | Listeria Detection by NA Reagents
15.01.14.40 | Campylobacter Detection by NA Reagents
15.01.15.40 | E. coli Detection by NA Reagents
15.01.16.40 | C.difficile by NA Reagents
15.01.40.01 | Brucella - NA Reagents
15.01.40.03 | Coxiella burnetii (Q fever) - NA Reagents
15.01.40.04 | Leptospira - NA Reagents
15.01.40.05 | Rickettsia - NA Reagents
15.01.40.06 | Yersinia - NA Reagents
15.01.40.07 | Bordetella pertussis / parapertussis - NA Reagents
15.01.40.08 | Diphteria (Corynebacterium D.) - NA Reagents
15.01.40.09 | Tetanus (Clostridium T.) - NA Reagents
15.01.40.10 | Haemophilus influenzae - NA Reagents
15.01.40.11 | Neisseria meningitidis - NA Reagents
15.01.40.12 | Proteus - NA Reagents
15.01.40.13 | Pseudomonas - NA Reagents
15.01.40.14 | Shigella - NA Reagents
15.01.40.90 | Other Other Bacteriology - NA Reagents
The following products are grouped under the code
1542 - All Infec. Diseases Hepatitis Virus NA Reagents
15.02.01.40 | Hepatitis A Virus - NA Reagents
15.02.02.40 | Hepatitis B Virus - NA Reagents
15.02.02.41 | Hepatitis B Virus - Genotyping - NA Reagents
15.02.03.40 | Hepatitis C Virus - NA Reagents
15.02.03 41 | Hepatitis C Virus Genotyping - NA Reagents
15.02.04.40 | Hepatitis Delta Virus - NA Reagents
15.02.05.40 | Hepatitis E Virus - NA Reagents
15.02.07.40 | Hepatitis G Virus - NA Reagents
15.02.24.40 | Hepatitis X Virus - NA Reagents
The following products are grouped under the code
1543 - All Infec. Diseases Retrovirus NA Reagents
15.03.01.40 | HIV 1 - NA Reagents
15.03.01.41 | HIV 1 Genotyping - NA Reagents
15.03.02.40 | HIV 2 - NA Reagents
15.03.02.41 | HIV 2 Genotyping - NA Reagents
15.03.10.40 | HIV P24 - NA Reagents
15.03.20.40 | HIV Multiple - NA Reagents
15.03.30.40 | HTLV I - NA Reagents
15.03.31.40 | HTLV II - NA Reagents
15.03.32.40 | HTLV Multiple - NA Reagents
The following products are grouped under the code
1544 - All Infec. Diseases Other Virology NA Reagents
15.04.01.40 | Rubella - NA Reagents
15.04.02.40 | CMV - NA Reagents
15.04.03.40 | HSV - NA Reagents
15.04.04.40 | EBV - NA Reagents
15.04.05.40 | Measles - NA Reagents
15.04.06.40 | Mumps / Parotitis - NA Reagents
15.04.07.40 | Varicella Zoster - NA Reagents
15.04.08.40 | Screening High-Risk HPV - NA Reagents
15.04.08.41 | Partial Genotyping High-Risk HPV - NA reagents
15.04.08.42 | Full Geotypig High-Risk + Low-Risk HPV - NA reagents
15.04.08.43 | Other HPV - NA Reagents
15.04.09.40 | Coronavirus - NA Reagents
15.04.40.01 | Adenovirus - NA Reagents
15.04.40.02 | Enterovirus - NA Reagents
15.04.40.04 | Influenza & Para Influenza - NA Reagents
15.04.40.05 | Respiratory Syncytial Virus (RSV) - NA Reagents
15.04.40.06 | Rotavirus - NA Reagents
15.04.40.09 | Parvovirus B 19 - NA Reagents
15.04.40.11 | Dengue Virus - NA Reagents
15.04.40.12 | FSME Virus - NA Reagents
15.04.40.13 | LCM Virus - NA Reagents
15.04.40.14 | Hantavirus / Bunyavirus - NA Reagents
15.04.40.15 | Avian Influenza - NA Reagents
15.04.40.16 | Norovirus - NA Reagents
15.04.40.17 | Human Metapneumovirus - NA Reagents
15.04.40.18 | Bocavirus - NA Reagents
15.04.40.20 | Rhinovirus - NA Reagents
15.04.40.21 | Parechovirus - NA Reagents
15.04.40.22 | BK virus - NA Reagents
15.04.40.23 | JC virus - NA Reagents
15.04.40.24 | HHV-6,7,8 - NA Reagents
15.04.40.25 | Chikungunya Virus - NA Reagents
15.04.40.26 | West Nile Virus - NA Reagent
15.04.40.27 | Ebola (Filovirus) - NA Reagents
15.04.40.28 | Crimean–Congo hemorrhagic fever (CCHF) - NA Reagents
15.04.40.29 | Astrovirus - NA Reagents
15.04.40.30 | Zika Virus - NA Reagents
15.04.40.31 | Monkeypox Virus / mpox - NA Reagent
15.04.40.90 | Other Virology - NA Reagents
The following products are grouped under the code
1545 - All Infec. Diseases Parasitology NA Reagents
15.05.01.40 | Toxoplasma - NA Reagents
15.05.40 | Miscellaneous Parasitology - NA Reagents
The following products are grouped under the code
1546 - All Infec. Diseases Mycology NA Reagents
15.06.40.01 | Aspergillus - NA Reagents
15.06.40.02 | Candida albicans - NA Reagents
15.06.40.03 | Cryptococcus - NA Reagents
15.06.40.04 | Pneumocystis - NA Reagents
15.06.40.05 | Candida auris - NA Reagents
15.06.40.90 | Other Mycology NA Reagents
The following products are grouped under the code
1547 - All Infec. Diseases Multiple Parameters & Others NA Reagents
15.30.01.40 | Gram+ - Gram- - Fungi - Multiplex NA Reagents
15.30.01.41 | Blood Stream Infection / Sepsis (Bacteria & Fungi) - Multiplex NA Reagents
15.30.02.40 | HBV / HCV / HIV Combination - Multiplex NA Reagents
15.30.02.41 | Immunosuppressed / Transplantation Monitoring - Multiplex NA Reagents
15.30.02.42 | Influenza & Para Influenza / Respiratory Syncytial Virus (RSV) / SARS-CoV - Multiplex NA Reagents (Low/Mid-Plex =< 5 targets, any combination)
15.30.02.49 | Others Virus Combination - Multiplex NA Reagents
15.30.04.41 | STIs / STDs (C.trachomatis, N.gonorrhoeae, M.genitalium, T.vaginalis, Ureaplasma spp….) Combination - Multiplex NA Reagents
15.30.04.42 | Pneumonia / Respiratory Tract Infections - Multiplex NA Reagents (High-Plex >5 targets, any combination)
15.30.04.43 | Gastrointestinal Infections - Multiplex NA Reagents
15.30.04.44 | Meningitis / Encephalitis Infections - Multiplex NA Reagents
15.30.04.45 | Tropical Fever - Multiplex NA Reagents
15.30.04.46 | Tick Borne Diseases - Multiplex NA Reagents
15.30.04.49 | Other Multiple Infectious - Multiplex NA Reagents
15.50.01.40 | All Infectious Diseases Controls - NAT
15.50.02.40 | All Infectious Diseases Standards and Calibrators - NAT
15.90.40.01 | Reagents for DNA and/or RNA extraction and preparation: bacteria and/or virus
15.90.40.02 | Reagents for DNA and/or RNA amplification and/or detection: bacteria and/or virus
15.90.40.03 | Supplemental NA Reagents
The following products are grouped under the code
1548 - Staphylococci Testing - NA Reagents
14.02 40.02 | Nucleic Acid Identification - manual / automated MRSA and/or MSSA
15.01.12.40 | Staphylococcal detection By NA Reagents
The following products are grouped under the code
1549 - All Infectious Diseases NA Reagents excl. Coronavirus - NA Reagents
1540 | All Infectious Diseases NA Reagents
- 15.04.09.40 | Coronavirus - NA Reagents
The following products are grouped under the code
1560 - Respiratory Infections Testing - NA Reagents
15.04.09.40 | Coronavirus - NA Reagents
15.04.40.04 | Influenza & Para Influenza - NA Reagents
15.04.40.05 | Respiratory Syncytial Virus (RSV) - NA Reagents
15.30.02.42 | Influenza & Para Influenza / Respiratory Syncytial Virus (RSV) / SARS-CoV - Multiplex NA Reagents (Low/Mid-Plex =< 5 targets, any combination)
15.30.04.42 | Pneumonia / Respiratory Tract Infections - Multiplex NA Reagents (High-Plex >5 targets, any combination)
The following products are grouped under the code
1561 - Gastrointestinal Infection (GI) Testing - NA Reagents
15.01.04.40 | H. pylori Detection by NA Reagents
15.01.10.40 | Salmonella Detection by NA Reagents
15.01.13.40 | Listeria Detection by NA Reagents
15.01.14.40 | Campylobacter Detection by NA Reagents
15.01.15.40 | E. coli Detection by NA Reagents
15.01.16.40 | C.difficile by NA Reagents
15.01.40.06 | Yersinia - NA Reagents
15.01.40.14 | Shigella - NA Reagents
15.04.40.01 | Adenovirus - NA Reagents
15.04.40.02 | Enterovirus - NA Reagents
15.04.40.06 | Rotavirus - NA Reagents
15.04.40.16 | Norovirus - NA Reagents
15.04.40.29 | Astrovirus - NA Reagents
15.05.40.01 | Entamoeba histolytica - NA Reagents
15.05.40.07 | Cryptosporidium - NA Reagents
15.05.40.08 | Giardia lamblia - NA Reagents
15.30.04.43 | Gastrointestinal Infections - Multiplex NA Reagents
The following products are grouped under the code
1562 - Sexually Transmitted Infection (STI) Testing - NA Reagents
15.01.01.40 | Chlamydia trachomatis detection by NA Reagents
15.01.02.40 | Gonococcal detection by NA Reagents
15.01.08.40 | Urogenital Ureaplasma & Mycoplasma Detection by NA Reagents
15.05.40.10 | Trichomonas - NA Reagents
15.30.04.41 | STIs / STDs (C.trachomatis, N.gonorrhoeae ,M.genitalium, T.vaginalis, Ureaplasma spp….) Combination - Multiplex NA Reagents
The following products are grouped under the code
1563 - Extended Sexually Transmitted Infection (STI) Testing - NA Reagents
15.01.01.40 | Chlamydia trachomatis detection by NA Reagents
15.01.02.40 | Gonococcal detection by NA Reagents
15.01.03.40 | Syphilis detection by NA Reagents
15.01.08.40 | Mycoplasma genitalium Detection by NA Reagents
15.04.03.40 | HSV - NA Reagents
15.05.40.10 | Trichomonas - NA Reagents
15.30.04.41 | STIs / STDs (C.trachomatis, N.gonorrhoeae ,M.genitalium, T.vaginalis, Ureaplasma spp….) Combination - Multiplex NA Reagents
15.03.01.40 | HIV 1 - NA Reagents
15.03.02.40 | HIV 2 - NA Reagents
15.03.10.40 | HIV P24 - NA Reagents
15.03.20.40 | HIV Multiple - NA Reagents
15.02.02.40 | Hepatitis B Virus - NA Reagents
15.04.08.40 | Screening High-Risk HPV - NA Reagents
15.04.08.41 | Partial Genotyping High-Risk HPV - NA reagents
15.04.08.42 | Full Geotypig High-Risk + Low-Risk HPV - NA reagents
15.04.08.43 | Other HPV - NA Reagents
The following products are grouped under the code
1564 - Extended Respiratory Infections Testing - NA Reagents
15.01.01.41 | Chlamydia pneumoniae detection by NA Reagents
15.01.05.40 | Legionella Detection by NA Reagents
15.01.08.41 | Mycoplasma pneumoniae Detection by NA Reagents
15.01.40.07 | Bordetella pertussis / parapertussis - NA Reagents
15.01.40.10 | Haemophilus influenzae - NA Reagents
15.04.09.40 | Coronavirus - NA Reagents
15.04.40.01 | Adenovirus - NA Reagents
15.04.40.04 | Influenza & Para Influenza - NA Reagents
15.04.40.05 | Respiratory Syncytial Virus (RSV) - NA Reagents
15.04.40.15 | Avian Influenza - NA Reagents
15.04.40.17 | Human Metapneumovirus - NA Reagents
15.04.40.18 | Bocavirus - NA Reagents
15.04.40.20 | Rhinovirus - NA Reagents
15.30.02.42 | Influenza & Para Influenza / Respiratory Syncytial Virus (RSV) / SARS-CoV - Multiplex NA Reagents (Low/Mid-Plex =< 5 targets, any combination)
15.30.04.42 | Pneumonia / Respiratory Tract Infections - Multiplex NA Reagents (High-Plex >5 targets, any combination)
The following products are grouped under the code
1565 - Extended Sexually Transmitted Infection (STI)Testing, wo Blood Virus - NA Reagents
15.01.01.40 | Chlamydia trachomatis detection by NA Reagents
15.01.02.40 | Gonococcal detection by NA Reagents
15.01.03.40 | Syphilis detection by NA Reagents
15.01.08.40 | Mycoplasma genitalium Detection by NA Reagents
15.05.40.10 | Trichomonas - NA Reagents
15.30.04.41 | STIs / STDs (C.trachomatis, N.gonorrhoeae ,M.genitalium, T.vaginalis, Ureaplasma spp….) Combination - Multiplex NA Reagents
15.04.08.40 | Screening High-Risk HPV - NA Reagents
15.04.08.41 | Partial Genotyping High-Risk HPV - NA reagents
15.04.08.42 | Full Geotypig High-Risk + Low-Risk HPV - NA reagents
15.04.08.43 | Other HPV - NA Reagents
122
Glycated Haemoglobin (Total)